## up
IMME Integrated Mechanical + Public Health Index |  | MAIN HEADING FOR SECTION (MECHANICAL ITEMS) | BENCHMARK Correlation heading | QSOR_ITEM_ID
IMME PlantHub boiler + steam generation system |  | CATERGORY | Boilers
Heat-generation duty band (DHW boiler) |  | Sub Catergory | Boilers
IMME size/duty mark — nominal 10–13 kW heat output | 1266.6212 |  | Boilers | QSOR-0000001
IMME size/duty mark — nominal 13–16 kW heat output | 1317.5806 |  | Boilers | QSOR-0000002
IMME size/duty mark — nominal 16–19 kW heat output | 1381.0276 |  | Boilers | QSOR-0000003
IMME size/duty mark — nominal 19–22 kW heat output | 1605.1858 |  | Boilers | QSOR-0000004
IMME size/duty mark — nominal 22–25 kW heat output | 1776.1139 |  | Boilers | QSOR-0000005
IMME size/duty mark — nominal 25–31 kW heat output | 2205.9107 |  | Boilers | QSOR-0000006
IMME size/duty mark — nominal 31–39 kW heat output | 2533.4733 |  | Boilers | QSOR-0000007
IMME size/duty mark — nominal 39–44 kW heat output | 2653.1239 |  | Boilers | QSOR-0000008
Steam-production duty class (packaged steam generator) |  | Sub Catergory | Boilers
IMME size/duty mark — circa 300 kW steam duty | 27977.4368 |  | Boilers | QSOR-0000009
IMME size/duty mark — circa 1.45 MW steam duty | 100751.97 |  | Boilers | QSOR-0000010
IMME size/duty mark — circa 3.08 MW steam duty | 115361.421 |  | Boilers | QSOR-0000011
IMME size/duty mark — circa 5.05 MW steam duty | 171773.0107 |  | Boilers | QSOR-0000012
IMME size/duty mark — circa 5.45 MW steam duty | 197454.3662 |  | Boilers | QSOR-0000013
IMME PlantHub commercial condensing boiler system |  | CATERGORY | Boilers
Commercial LTHW condensing boiler duty band |  | Sub Catergory | Boilers
IMME duty band — BLR-060, nominal 60 kW LTHW condensing duty | 3208.1342 |  | Boilers | QSOR-0000014
IMME duty band — BLR-080, nominal 80 kW LTHW condensing duty | 4447.7234 |  | Boilers | QSOR-0000015
IMME duty band — BLR-100, nominal 100 kW LTHW condensing duty | 5081.2303 |  | Boilers | QSOR-0000016
IMME duty band — BLR-120, nominal 120 kW LTHW condensing duty | 5751.1067 |  | Boilers | QSOR-0000017
IMME duty band — BLR-150, nominal 150 kW LTHW condensing duty | 6448.3807 |  | Boilers | QSOR-0000018
IMME duty band — BLR-250, nominal 250 kW LTHW condensing duty | 10206.9103 |  | Boilers | QSOR-0000019
IMME duty band — BLR-500, nominal 500 kW LTHW condensing duty | 19732.5107 |  | Boilers | QSOR-0000020
IMME PlantHub boiler flue + combustion discharge system |  | CATERGORY | Boilers
Commercial boiler flue/chimney diameter band |  | Sub Catergory | Boilers
IMME size/duty mark — FLU-100, nominal 100mm commercial boiler flue interface | 381.9628 |  | Boilers | QSOR-0000021
IMME size/duty mark — FLU-150, nominal 150mm commercial boiler flue interface | 590.6346 |  | Boilers | QSOR-0000022
IMME size/duty mark — FLU-200, nominal 200mm commercial boiler flue interface | 817.4515 |  | Boilers | QSOR-0000023
IMME size/duty mark — FLU-250, nominal 250mm commercial boiler flue interface | 1134.9953 |  | Boilers | QSOR-0000024
IMME size/duty mark — FLU-300, nominal 300mm commercial boiler flue interface | 1497.9027 |  | Boilers | QSOR-0000025
IMME ControlSense boiler plant control + ancillary system |  | CATERGORY | Boilers
Boiler cascade control module band |  | Sub Catergory | Boilers
IMME duty band — BLC-02, nominal 2-boiler cascade control class | 590.6117 |  | Boilers | QSOR-0000026
IMME duty band — BLC-04, nominal 4-boiler cascade control class | 998.8669 |  | Boilers | QSOR-0000027
IMME duty band — BLC-08, nominal 8-boiler cascade control class | 1588.5687 |  | Boilers | QSOR-0000028
Boiler condensate + safety accessory band |  | Sub Catergory | Boilers
IMME component class (small condensate neutralisation package) | 318.4054 |  | Boilers | QSOR-0000029
IMME component class (large condensate neutralisation package) | 590.5442 |  | Boilers | QSOR-0000030
IMME component class (commercial boiler safety accessory set) | 635.9006 |  | Boilers | QSOR-0000031
IMME component class (large boiler safety accessory set) | 998.7523 |  | Boilers | QSOR-0000032
IMME PlantHub pressurisation unit system |  | CATERGORY | Pumps & Booster Sets
Closed-loop pressure module (pressurisation unit) |  | Sub Catergory | Pumps & Booster Sets
IMME size/duty mark — IMME volume class P-25, circa 2.5 m³ | 4182.8418 |  | Pumps & Booster Sets | QSOR-0000033
IMME size/duty mark — IMME volume class P-65/215, circa 6.5–21.5 m³ | 7416.4119 |  | Pumps & Booster Sets | QSOR-0000034
IMME size/duty mark — IMME volume class P-270, circa 27.0 m³ | 8309.0026 |  | Pumps & Booster Sets | QSOR-0000035
IMME PlantHub variable-speed circulation pump system |  | CATERGORY | Pumps & Booster Sets
Single-head circulation pump duty band |  | Sub Catergory | Pumps & Booster Sets
IMME duty band — CIR-S-01, nominal DN32 low commercial circulation duty | 699.6901 |  | Pumps & Booster Sets | QSOR-0000036
IMME duty band — CIR-S-02, nominal DN40 medium commercial circulation duty | 1577.3765 |  | Pumps & Booster Sets | QSOR-0000037
IMME duty band — CIR-S-03, nominal DN50 medium-high commercial circulation duty | 2579.3417 |  | Pumps & Booster Sets | QSOR-0000038
IMME duty band — CIR-S-04, nominal DN65 high commercial circulation duty | 3065.1884 |  | Pumps & Booster Sets | QSOR-0000039
IMME duty band — CIR-S-05, nominal DN80 extra-high commercial circulation duty | 3723.9363 |  | Pumps & Booster Sets | QSOR-0000040
Twin-head circulation pump duty band |  | Sub Catergory | Pumps & Booster Sets
IMME duty band — CIR-T-01, nominal DN32 low twin-head circulation duty | 1590.1128 |  | Pumps & Booster Sets | QSOR-0000041
IMME duty band — CIR-T-02, nominal DN40 medium twin-head circulation duty | 2969.2221 |  | Pumps & Booster Sets | QSOR-0000042
IMME duty band — CIR-T-03, nominal DN50 medium-high twin-head circulation duty | 4967.0268 |  | Pumps & Booster Sets | QSOR-0000043
IMME duty band — CIR-T-04, nominal DN65 high twin-head circulation duty | 5947.4589 |  | Pumps & Booster Sets | QSOR-0000044
IMME duty band — CIR-T-05, nominal DN80 extra-high twin-head circulation duty | 6818.4761 |  | Pumps & Booster Sets | QSOR-0000045
IMME PlantHub variable-speed in-line pump system |  | CATERGORY | Pumps & Booster Sets
Single-stage in-line pump motor/duty band |  | Sub Catergory | Pumps & Booster Sets
IMME duty band — INL-150, nominal 1.5 kW variable-speed commercial in-line duty | 3140.7276 |  | Pumps & Booster Sets | QSOR-0000046
IMME duty band — INL-220, nominal 2.2 kW variable-speed commercial in-line duty | 4215.4407 |  | Pumps & Booster Sets | QSOR-0000047
IMME PlantHub end-suction centrifugal pump system |  | CATERGORY | Pumps & Booster Sets
End-suction pump motor/duty band |  | Sub Catergory | Pumps & Booster Sets
IMME duty band — ES-075, nominal 0.75 kW end-suction pump duty | 1830.6854 |  | Pumps & Booster Sets | QSOR-0000048
IMME duty band — ES-150, nominal 1.5 kW end-suction pump duty | 1955.6099 |  | Pumps & Booster Sets | QSOR-0000049
IMME duty band — ES-220, nominal 2.2 kW end-suction pump duty | 2374.3017 |  | Pumps & Booster Sets | QSOR-0000050
IMME duty band — ES-550, nominal 5.5 kW end-suction pump duty | 2901.3342 |  | Pumps & Booster Sets | QSOR-0000051
IMME duty band — ES-2200, nominal 22 kW end-suction pump duty | 9242.0972 |  | Pumps & Booster Sets | QSOR-0000052
IMME PlantHub variable-speed booster set system |  | CATERGORY | Pumps & Booster Sets
Twin-pump potable-water booster set duty band |  | Sub Catergory | Pumps & Booster Sets
IMME duty band — BST-01, nominal 0.83 L/s per pump / 4.7 bar set duty | 6143.1052 |  | Pumps & Booster Sets | QSOR-0000053
IMME duty band — BST-02, nominal 0.83 L/s per pump / 6.0 bar set duty | 6326.82 |  | Pumps & Booster Sets | QSOR-0000054
IMME duty band — BST-03, nominal 1.3 L/s per pump / 7.5 bar set duty | 7096.317 |  | Pumps & Booster Sets | QSOR-0000055
IMME duty band — BST-04, nominal 4.1 L/s per pump / 7.0 bar set duty | 11005.2943 |  | Pumps & Booster Sets | QSOR-0000056
IMME PlantHub drainage + sump pump system |  | CATERGORY | Pumps & Booster Sets
Submersible drainage/sump pump motor band |  | Sub Catergory | Pumps & Booster Sets
IMME duty band — DR-055, nominal 0.55 kW submersible drainage duty | 894.4218 |  | Pumps & Booster Sets | QSOR-0000057
IMME duty band — DR-075, nominal 0.75 kW submersible drainage duty | 1235.8233 |  | Pumps & Booster Sets | QSOR-0000058
IMME duty band — DR-110, nominal 1.1 kW submersible drainage duty | 1394.9662 |  | Pumps & Booster Sets | QSOR-0000059
IMME duty band — DR-150, nominal 1.5 kW submersible drainage duty | 1586.1155 |  | Pumps & Booster Sets | QSOR-0000060
IMME PlantHub sewage + wastewater pump system |  | CATERGORY | Pumps & Booster Sets
Submersible sewage/wastewater pump motor band |  | Sub Catergory | Pumps & Booster Sets
IMME duty band — SW-220, nominal 2.2 kW sewage/wastewater duty | 3825.8751 |  | Pumps & Booster Sets | QSOR-0000061
IMME duty band — SW-300, nominal 3 kW sewage/wastewater duty | 4127.3289 |  | Pumps & Booster Sets | QSOR-0000062
IMME duty band — SW-400, nominal 4 kW sewage/wastewater duty | 4573.9935 |  | Pumps & Booster Sets | QSOR-0000063
IMME duty band — SW-550, nominal 5.5 kW sewage/wastewater duty | 5058.9434 |  | Pumps & Booster Sets | QSOR-0000064
IMME DataPlant packaged pump-room system (project-specific budget) |  | CATERGORY | Pumps & Booster Sets
Packaged chilled-water pump-room duty band |  | Sub Catergory | Pumps & Booster Sets
IMME duty band — PPR-C100, nominal 100 kW chilled-water packaged pump room | 22681.1979 |  | Pumps & Booster Sets | QSOR-0000065
IMME duty band — PPR-C250, nominal 250 kW chilled-water packaged pump room | 36289.3705 |  | Pumps & Booster Sets | QSOR-0000066
IMME duty band — PPR-C500, nominal 500 kW chilled-water packaged pump room | 63505.7159 |  | Pumps & Booster Sets | QSOR-0000067
IMME duty band — PPR-C1000, nominal 1,000 kW chilled-water packaged pump room | 108866.2914 |  | Pumps & Booster Sets | QSOR-0000068
Packaged condenser-water pump-room duty band |  | Sub Catergory | Pumps & Booster Sets
IMME duty band — PPR-D250, nominal 250 kW condenser-water packaged pump room | 31755.2299 |  | Pumps & Booster Sets | QSOR-0000069
IMME duty band — PPR-D500, nominal 500 kW condenser-water packaged pump room | 54436.8869 |  | Pumps & Booster Sets | QSOR-0000070
IMME duty band — PPR-D1000, nominal 1,000 kW condenser-water packaged pump room | 90727.5381 |  | Pumps & Booster Sets | QSOR-0000071
Pump-room skid/header class |  | Sub Catergory | Pumps & Booster Sets
IMME component class (small prefabricated skid/header package) | 9072.2741 |  | Pumps & Booster Sets | QSOR-0000072
IMME component class (medium prefabricated skid/header package) | 18143.6382 |  | Pumps & Booster Sets | QSOR-0000073
IMME component class (large prefabricated skid/header package) | 31750.6843 |  | Pumps & Booster Sets | QSOR-0000074
Packaged pump-room controls/interface |  | Sub Catergory | Pumps & Booster Sets
IMME component class (standard packaged pump-room control/interface) | 4536.9661 |  | Pumps & Booster Sets | QSOR-0000075
IMME component class (redundant/networked pump-room control/interface) | 9073.0219 |  | Pumps & Booster Sets | QSOR-0000076
IMME EnergyPlant chiller + heat-rejection system (project-specific budget) |  | CATERGORY | Chillers and Water Coolers / Towers
Air-cooled chiller duty band |  | Sub Catergory | Chillers and Water Coolers / Towers
IMME duty band — CHL-A050, nominal 50 kW air-cooled chiller | 19958.852 |  | Chillers and Water Coolers / Towers | QSOR-0000077
IMME duty band — CHL-A100, nominal 100 kW air-cooled chiller | 31752.1813 |  | Chillers and Water Coolers / Towers | QSOR-0000078
IMME duty band — CHL-A250, nominal 250 kW air-cooled chiller | 63503.4524 |  | Chillers and Water Coolers / Towers | QSOR-0000079
IMME duty band — CHL-A500, nominal 500 kW air-cooled chiller | 113398.3073 |  | Chillers and Water Coolers / Towers | QSOR-0000080
IMME duty band — CHL-A1000, nominal 1,000 kW air-cooled chiller | 199580.3291 |  | Chillers and Water Coolers / Towers | QSOR-0000081
Water-cooled chiller duty band |  | Sub Catergory | Chillers and Water Coolers / Towers
IMME duty band — CHL-W250, nominal 250 kW water-cooled chiller | 81653.8643 |  | Chillers and Water Coolers / Towers | QSOR-0000082
IMME duty band — CHL-W500, nominal 500 kW water-cooled chiller | 136089.1673 |  | Chillers and Water Coolers / Towers | QSOR-0000083
IMME duty band — CHL-W1000, nominal 1,000 kW water-cooled chiller | 235887.2225 |  | Chillers and Water Coolers / Towers | QSOR-0000084
IMME duty band — CHL-W2000, nominal 2,000 kW water-cooled chiller | 408265.6818 |  | Chillers and Water Coolers / Towers | QSOR-0000085
Cooling tower duty band |  | Sub Catergory | Chillers and Water Coolers / Towers
IMME duty band — CTW-250, nominal 250 kW heat-rejection tower | 27216.1383 |  | Chillers and Water Coolers / Towers | QSOR-0000086
IMME duty band — CTW-500, nominal 500 kW heat-rejection tower | 40823.7525 |  | Chillers and Water Coolers / Towers | QSOR-0000087
IMME duty band — CTW-1000, nominal 1,000 kW heat-rejection tower | 68038.9806 |  | Chillers and Water Coolers / Towers | QSOR-0000088
IMME duty band — CTW-2000, nominal 2,000 kW heat-rejection tower | 117933.5657 |  | Chillers and Water Coolers / Towers | QSOR-0000089
Dry air cooler duty band |  | Sub Catergory | Chillers and Water Coolers / Towers
IMME duty band — DAC-250, nominal 250 kW dry-air-cooler duty |  |  | Chillers and Water Coolers / Towers
IMME duty band — DAC-500, nominal 500 kW dry-air-cooler duty | 36286.1515 |  | Chillers and Water Coolers / Towers | QSOR-0000090
IMME duty band — DAC-1000, nominal 1,000 kW dry-air-cooler duty | 58964.4273 |  | Chillers and Water Coolers / Towers | QSOR-0000091
IMME duty band — DAC-2000, nominal 2,000 kW dry-air-cooler duty | 99785.324 |  | Chillers and Water Coolers / Towers | QSOR-0000092
Chiller ancillary equipment |  | Sub Catergory | Chillers and Water Coolers / Towers
IMME component class (small glycol fill/dosing package) | 3629.3182 |  | Chillers and Water Coolers / Towers | QSOR-0000093
IMME component class (medium glycol fill/dosing package) | 7257.7264 |  | Chillers and Water Coolers / Towers | QSOR-0000094
IMME component class (large glycol fill/dosing package) | 16328.7468 |  | Chillers and Water Coolers / Towers | QSOR-0000095
IMME AirPlant air-handling unit system (project-specific budget) |  | CATERGORY | Air Handling Units
Standard AHU airflow duty band |  | Sub Catergory | Air Handling Units
IMME duty band — AHU-025, nominal 2,500 m³/h standard AHU | 12700.6825 |  | Air Handling Units | QSOR-0000096
IMME duty band — AHU-050, nominal 5,000 m³/h standard AHU | 21771.9484 |  | Air Handling Units | QSOR-0000097
IMME duty band — AHU-100, nominal 10,000 m³/h standard AHU | 38100.227 |  | Air Handling Units | QSOR-0000098
IMME duty band — AHU-200, nominal 20,000 m³/h standard AHU | 68035.4047 |  | Air Handling Units | QSOR-0000099
IMME duty band — AHU-400, nominal 40,000 m³/h standard AHU | 117927.3675 |  | Air Handling Units | QSOR-0000100
Heat-recovery AHU airflow duty band |  | Sub Catergory | Air Handling Units
IMME duty band — AHU-H050, nominal 5,000 m³/h heat-recovery AHU | 23586.9732 |  | Air Handling Units | QSOR-0000101
IMME duty band — AHU-H100, nominal 10,000 m³/h heat-recovery AHU | 43544.4113 |  | Air Handling Units | QSOR-0000102
IMME duty band — AHU-H200, nominal 20,000 m³/h heat-recovery AHU | 77109.1936 |  | Air Handling Units | QSOR-0000103
Fresh-air AHU duty band |  | Sub Catergory | Air Handling Units
IMME duty band — AHU-F025, nominal 2,500 m³/h fresh-air AHU | 10887.0092 |  | Air Handling Units | QSOR-0000104
IMME duty band — AHU-F050, nominal 5,000 m³/h fresh-air AHU | 18144.4086 |  | Air Handling Units | QSOR-0000105
IMME duty band — AHU-F100, nominal 10,000 m³/h fresh-air AHU | 31752.0326 |  | Air Handling Units | QSOR-0000106
AHU coil configuration class |  | Sub Catergory | Air Handling Units
IMME component class (LPHW coil section) | 2269.01 |  | Air Handling Units | QSOR-0000107
IMME component class (CHW coil section) | 2722.6301 |  | Air Handling Units | QSOR-0000108
IMME component class (DX coil section) | 3176.25 |  | Air Handling Units | QSOR-0000109
AHU filtration class |  | Sub Catergory | Air Handling Units
IMME component class (ePM1 fine-filtration section) | 817.4169 |  | Air Handling Units | QSOR-0000110
IMME component class (HEPA filtration section) | 2541.1534 |  | Air Handling Units | QSOR-0000111
AHU ancillary/control equipment |  | Sub Catergory | Air Handling Units
IMME component class (anti-vibration/isolation set) | 1089.5872 |  | Air Handling Units | QSOR-0000112
IMME component class (local AHU control/interface package) | 2268.9877 |  | Air Handling Units | QSOR-0000113
IMME DataAir fan-wall cooling system (project-specific budget) |  | CATERGORY | Air Handling Units
Fan-wall airflow/cooling duty band |  | Sub Catergory | Air Handling Units
IMME duty band — FWU-100, nominal 100 kW fan-wall cooling duty | 27217.698 |  | Air Handling Units | QSOR-0000114
IMME duty band — FWU-250, nominal 250 kW fan-wall cooling duty | 54434.486 |  | Air Handling Units | QSOR-0000115
IMME duty band — FWU-500, nominal 500 kW fan-wall cooling duty | 90723.5367 |  | Air Handling Units | QSOR-0000116
IMME duty band — FWU-1000, nominal 1,000 kW fan-wall cooling duty | 163301.6378 |  | Air Handling Units | QSOR-0000117
Fan-array module class |  | Sub Catergory | Air Handling Units
IMME component class (single EC fan-array module) | 4536.3655 |  | Air Handling Units | QSOR-0000118
IMME component class (high-capacity EC fan-array module) | 7257.6387 |  | Air Handling Units | QSOR-0000119
Fan-wall control/interface equipment |  | Sub Catergory | Air Handling Units
IMME component class (standard fan-wall control/interface package) | 6351.0162 |  | Air Handling Units | QSOR-0000120
IMME component class (redundant/networked fan-wall control package) | 10886.8066 |  | Air Handling Units | QSOR-0000121
IMME EnergyPlant heat-pump system (project-specific budget) |  | CATERGORY | Air Source Heat Pumps / Ground Source Heat Pumps
Air-source heat-pump heating duty band |  | Sub Catergory | Air Source Heat Pumps / Ground Source Heat Pumps
IMME duty band — ASHP-025, nominal 25 kW ASHP heating duty | 13608.5664 |  | Air Source Heat Pumps / Ground Source Heat Pumps | QSOR-0000122
IMME duty band — ASHP-050, nominal 50 kW ASHP heating duty | 22680.3374 |  | Air Source Heat Pumps / Ground Source Heat Pumps | QSOR-0000123
IMME duty band — ASHP-100, nominal 100 kW ASHP heating duty | 40823.8794 |  | Air Source Heat Pumps / Ground Source Heat Pumps | QSOR-0000124
IMME duty band — ASHP-250, nominal 250 kW ASHP heating duty | 86182.7342 |  | Air Source Heat Pumps / Ground Source Heat Pumps | QSOR-0000125
IMME duty band — ASHP-500, nominal 500 kW ASHP heating duty | 154221.0162 |  | Air Source Heat Pumps / Ground Source Heat Pumps | QSOR-0000126
Air-source reversible heat-pump duty band |  | Sub Catergory | Air Source Heat Pumps / Ground Source Heat Pumps
IMME duty band — RHP-025, nominal 25 kW reversible heat-pump duty | 15422.367 |  | Air Source Heat Pumps / Ground Source Heat Pumps | QSOR-0000127
IMME duty band — RHP-050, nominal 50 kW reversible heat-pump duty | 25400.9565 |  | Air Source Heat Pumps / Ground Source Heat Pumps | QSOR-0000128
IMME duty band — RHP-100, nominal 100 kW reversible heat-pump duty | 45358.1363 |  | Air Source Heat Pumps / Ground Source Heat Pumps | QSOR-0000129
IMME duty band — RHP-250, nominal 250 kW reversible heat-pump duty | 95251.0849 |  | Air Source Heat Pumps / Ground Source Heat Pumps | QSOR-0000130
Ground-source heat-pump duty band |  | Sub Catergory | Air Source Heat Pumps / Ground Source Heat Pumps
IMME duty band — GSHP-025, nominal 25 kW GSHP plant duty | 14516.3451 |  | Air Source Heat Pumps / Ground Source Heat Pumps | QSOR-0000131
IMME duty band — GSHP-050, nominal 50 kW GSHP plant duty | 27217.3508 |  | Air Source Heat Pumps / Ground Source Heat Pumps | QSOR-0000132
IMME duty band — GSHP-100, nominal 100 kW GSHP plant duty | 49897.718 |  | Air Source Heat Pumps / Ground Source Heat Pumps | QSOR-0000133
IMME duty band — GSHP-250, nominal 250 kW GSHP plant duty | 108866.6729 |  | Air Source Heat Pumps / Ground Source Heat Pumps | QSOR-0000134
Heat-pump buffer/hydraulic interface |  | Sub Catergory | Air Source Heat Pumps / Ground Source Heat Pumps
IMME duty band — HPI-100, nominal 100 kW hydraulic interface package | 7259.2798 |  | Air Source Heat Pumps / Ground Source Heat Pumps | QSOR-0000135
IMME duty band — HPI-250, nominal 250 kW hydraulic interface package | 12703.0574 |  | Air Source Heat Pumps / Ground Source Heat Pumps | QSOR-0000136
IMME duty band — HPI-500, nominal 500 kW hydraulic interface package | 21776.0197 |  | Air Source Heat Pumps / Ground Source Heat Pumps | QSOR-0000137
Heat-pump ancillary/control equipment |  | Sub Catergory | Air Source Heat Pumps / Ground Source Heat Pumps
IMME component class (small plant control/ancillary package) | 2268.9537 |  | Air Source Heat Pumps / Ground Source Heat Pumps | QSOR-0000138
IMME component class (medium plant control/ancillary package) | 4536.9975 |  | Air Source Heat Pumps / Ground Source Heat Pumps | QSOR-0000139
IMME component class (large plant control/ancillary package) | 7258.65 |  | Air Source Heat Pumps / Ground Source Heat Pumps | QSOR-0000140
IMME EnergyPlant combined heat + power system |  | CATERGORY | CHP Units / Other District Heating Plant
Combined heat/power module band (CHP) |  | Sub Catergory | CHP Units / Other District Heating Plant
IMME duty band — CHP-01, nominal 19 kWe / 32 kWth | 64339.9751 |  | CHP Units / Other District Heating Plant | QSOR-0000141
IMME duty band — CHP-02, nominal 20 kWe / 36 kWth | 66640.9664 |  | CHP Units / Other District Heating Plant | QSOR-0000142
IMME duty band — CHP-03, nominal 20 kWe / 46 kWth | 69468.0699 |  | CHP Units / Other District Heating Plant | QSOR-0000143
IMME duty band — CHP-04, nominal 46 kWe / 67 kWth | 126182.5292 |  | CHP Units / Other District Heating Plant | QSOR-0000144
IMME duty band — CHP-05, nominal 54 kWe / 84 kWth | 129806.3247 |  | CHP Units / Other District Heating Plant | QSOR-0000145
IMME duty band — CHP-06, nominal 76 kWe / 120 kWth | 142711.7426 |  | CHP Units / Other District Heating Plant | QSOR-0000146
IMME duty band — CHP-07, nominal 112 kWe / 145 kWth | 187432.428 |  | CHP Units / Other District Heating Plant | QSOR-0000147
IMME duty band — CHP-08, nominal 153 kWe / 205 kWth | 189370.603 |  | CHP Units / Other District Heating Plant | QSOR-0000148
IMME duty band — CHP-09, nominal 179 kWe / 264 kWth | 259210.398 |  | CHP Units / Other District Heating Plant | QSOR-0000149
IMME duty band — CHP-10, nominal 198 kWe / 280 kWth | 260613.0118 |  | CHP Units / Other District Heating Plant | QSOR-0000150
IMME duty band — CHP-11, nominal 285 kWe / 398 kWth | 297129.3411 |  | CHP Units / Other District Heating Plant | QSOR-0000151
IMME duty band — CHP-12, nominal 303 kWe / 452 kWth | 352211.1351 |  | CHP Units / Other District Heating Plant | QSOR-0000152
IMME duty band — CHP-13, nominal 350 kWe / 528 kWth | 354565.5559 |  | CHP Units / Other District Heating Plant | QSOR-0000153
IMME duty band — CHP-14, nominal 377 kWe / 548 kWth | 401432.4071 |  | CHP Units / Other District Heating Plant | QSOR-0000154
IMME duty band — CHP-15, nominal 416 kWe / 618 kWth | 401885.5389 |  | CHP Units / Other District Heating Plant | QSOR-0000155
IMME duty band — CHP-16, nominal 451 kWe / 707 kWth | 412931.5138 |  | CHP Units / Other District Heating Plant | QSOR-0000156
IMME duty band — CHP-17, nominal 474 kWe / 730 kWth | 416500.7656 |  | CHP Units / Other District Heating Plant | QSOR-0000157
IMME EnergyPlant CHP exhaust + gas interface system |  | CATERGORY | CHP Units / Other District Heating Plant
CHP exhaust/flue diameter band |  | Sub Catergory | CHP Units / Other District Heating Plant
IMME size/duty mark — CHX-150, nominal 150mm CHP exhaust interface | 1633.7246 |  | CHP Units / Other District Heating Plant | QSOR-0000158
IMME size/duty mark — CHX-200, nominal 200mm CHP exhaust interface | 2177.9961 |  | CHP Units / Other District Heating Plant | QSOR-0000159
IMME size/duty mark — CHX-250, nominal 250mm CHP exhaust interface | 2903.6915 |  | CHP Units / Other District Heating Plant | QSOR-0000160
IMME size/duty mark — CHX-300, nominal 300mm CHP exhaust interface | 4082.9465 |  | CHP Units / Other District Heating Plant | QSOR-0000161
IMME size/duty mark — CHX-400, nominal 400mm CHP exhaust interface | 5897.1849 |  | CHP Units / Other District Heating Plant | QSOR-0000162
CHP gas train duty band |  | Sub Catergory | CHP Units / Other District Heating Plant
IMME duty band — CHG-100, nominal 100 kW gas-input interface class | 1633.9285 |  | CHP Units / Other District Heating Plant | QSOR-0000163
IMME duty band — CHG-250, nominal 250 kW gas-input interface class | 2359.7145 |  | CHP Units / Other District Heating Plant | QSOR-0000164
IMME duty band — CHG-500, nominal 500 kW gas-input interface class | 3539.1166 |  | CHP Units / Other District Heating Plant | QSOR-0000165
IMME duty band — CHG-1000, nominal 1000 kW gas-input interface class | 5625.7514 |  | CHP Units / Other District Heating Plant | QSOR-0000166
IMME EnergyPlant CHP acoustic + control support system |  | CATERGORY | CHP Units / Other District Heating Plant
CHP acoustic enclosure duty band |  | Sub Catergory | CHP Units / Other District Heating Plant
IMME duty band — CHA-050, nominal 50 kWe acoustic enclosure class | 7258.4798 |  | CHP Units / Other District Heating Plant | QSOR-0000167
IMME duty band — CHA-200, nominal 200 kWe acoustic enclosure class | 12701.657 |  | CHP Units / Other District Heating Plant | QSOR-0000168
IMME duty band — CHA-500, nominal 500 kWe acoustic enclosure class | 22680.8155 |  | CHP Units / Other District Heating Plant | QSOR-0000169
CHP supervisory control + commissioning band |  | Sub Catergory | CHP Units / Other District Heating Plant
IMME duty band — CHC-050, nominal 50 kWe CHP control/commissioning class | 3175.9376 |  | CHP Units / Other District Heating Plant | QSOR-0000170
IMME duty band — CHC-200, nominal 200 kWe CHP control/commissioning class | 4990.2391 |  | CHP Units / Other District Heating Plant | QSOR-0000171
IMME duty band — CHC-500, nominal 500 kWe CHP control/commissioning class | 7711.6911 |  | CHP Units / Other District Heating Plant | QSOR-0000172
IMME DistrictHub heat-network interface station system |  | CATERGORY | CHP Units / Other District Heating Plant
District-heating interface station duty band |  | Sub Catergory | CHP Units / Other District Heating Plant
IMME duty band — DHI-100, nominal 100 kW heat-network interface station | 8165.7782 |  | CHP Units / Other District Heating Plant | QSOR-0000173
IMME duty band — DHI-250, nominal 250 kW heat-network interface station | 11794.6084 |  | CHP Units / Other District Heating Plant | QSOR-0000174
IMME duty band — DHI-500, nominal 500 kW heat-network interface station | 16330.6461 |  | CHP Units / Other District Heating Plant | QSOR-0000175
IMME duty band — DHI-1000, nominal 1000 kW heat-network interface station | 25402.7216 |  | CHP Units / Other District Heating Plant | QSOR-0000176
IMME ClimateCore terminal air-conditioning system (project-specific budget) |  | CATERGORY | Air Conditioning Equipment, Condensers, FCU's, CRF Units
Fan-coil unit duty band |  | Sub Catergory | Air Conditioning Equipment, Condensers, FCU's, CRF Units
IMME duty band — FCU-030, nominal 3 kW fan-coil unit | 1180.3073 |  | Air Conditioning Equipment, Condensers, FCU's, CRF Units | QSOR-0000177
IMME duty band — FCU-045, nominal 4.5 kW fan-coil unit | 1724.6444 |  | Air Conditioning Equipment, Condensers, FCU's, CRF Units | QSOR-0000178
IMME duty band — FCU-075, nominal 7.5 kW fan-coil unit | 2722.5958 |  | Air Conditioning Equipment, Condensers, FCU's, CRF Units | QSOR-0000179
VRF indoor-unit class |  | Sub Catergory | Air Conditioning Equipment, Condensers, FCU's, CRF Units
IMME component class (2.5 kW VRF indoor-unit class) | 817.4691 |  | Air Conditioning Equipment, Condensers, FCU's, CRF Units | QSOR-0000180
IMME component class (5.0 kW VRF indoor-unit class) | 1089.6554 |  | Air Conditioning Equipment, Condensers, FCU's, CRF Units | QSOR-0000181
IMME component class (10 kW VRF indoor-unit class) | 1634.028 |  | Air Conditioning Equipment, Condensers, FCU's, CRF Units | QSOR-0000182
VRF outdoor-unit duty band |  | Sub Catergory | Air Conditioning Equipment, Condensers, FCU's, CRF Units
IMME duty band — VRO-025, nominal 25 kW VRF outdoor duty | 5443.6478 |  | Air Conditioning Equipment, Condensers, FCU's, CRF Units | QSOR-0000183
IMME duty band — VRO-050, nominal 50 kW VRF outdoor duty | 10886.3854 |  | Air Conditioning Equipment, Condensers, FCU's, CRF Units | QSOR-0000184
IMME duty band — VRO-100, nominal 100 kW VRF outdoor duty | 21771.8611 |  | Air Conditioning Equipment, Condensers, FCU's, CRF Units | QSOR-0000185
Split-system indoor-unit class |  | Sub Catergory | Air Conditioning Equipment, Condensers, FCU's, CRF Units
IMME duty band — SPI-035, nominal 3.5 kW split indoor-unit class | 590.5838 |  | Air Conditioning Equipment, Condensers, FCU's, CRF Units | QSOR-0000186
IMME duty band — SPI-070, nominal 7 kW split indoor-unit class | 908.1006 |  | Air Conditioning Equipment, Condensers, FCU's, CRF Units | QSOR-0000187
IMME duty band — SPI-140, nominal 14 kW split indoor-unit class | 1633.8532 |  | Air Conditioning Equipment, Condensers, FCU's, CRF Units | QSOR-0000188
Split-system condenser duty band |  | Sub Catergory | Air Conditioning Equipment, Condensers, FCU's, CRF Units
IMME duty band — SPO-035, nominal 3.5 kW split condenser duty | 817.4387 |  | Air Conditioning Equipment, Condensers, FCU's, CRF Units | QSOR-0000189
IMME duty band — SPO-070, nominal 7 kW split condenser duty | 1361.7912 |  | Air Conditioning Equipment, Condensers, FCU's, CRF Units | QSOR-0000190
IMME duty band — SPO-140, nominal 14 kW split condenser duty | 2541.2218 |  | Air Conditioning Equipment, Condensers, FCU's, CRF Units | QSOR-0000191
Refrigerant branch/interface equipment |  | Sub Catergory | Air Conditioning Equipment, Condensers, FCU's, CRF Units
IMME component class (small branch/interface set) | 91.6247 |  | Air Conditioning Equipment, Condensers, FCU's, CRF Units | QSOR-0000192
IMME component class (medium branch/interface set) | 164.1966 |  | Air Conditioning Equipment, Condensers, FCU's, CRF Units | QSOR-0000193
IMME component class (large branch/interface set) | 273.0541 |  | Air Conditioning Equipment, Condensers, FCU's, CRF Units | QSOR-0000194
IMME DataAir computer-room air-handler system (project-specific budget) |  | CATERGORY | Air Conditioning Equipment, Condensers, FCU's, CRF Units
CRAH sensible-cooling duty band |  | Sub Catergory | Air Conditioning Equipment, Condensers, FCU's, CRF Units
IMME duty band — CRAH-050, nominal 50 kW sensible-cooling CRAH | 22679.6487 |  | Air Conditioning Equipment, Condensers, FCU's, CRF Units | QSOR-0000195
IMME duty band — CRAH-100, nominal 100 kW sensible-cooling CRAH | 36286.8919 |  | Air Conditioning Equipment, Condensers, FCU's, CRF Units | QSOR-0000196
IMME duty band — CRAH-200, nominal 200 kW sensible-cooling CRAH | 63501.3778 |  | Air Conditioning Equipment, Condensers, FCU's, CRF Units | QSOR-0000197
IMME duty band — CRAH-400, nominal 400 kW sensible-cooling CRAH | 108858.855 |  | Air Conditioning Equipment, Condensers, FCU's, CRF Units | QSOR-0000198
CRAH airflow duty band |  | Sub Catergory | Air Conditioning Equipment, Condensers, FCU's, CRF Units
IMME duty band — CRAH-A10, nominal 10,000 m³/h CRAH airflow class | 19958.9894 |  | Air Conditioning Equipment, Condensers, FCU's, CRF Units | QSOR-0000199
IMME duty band — CRAH-A20, nominal 20,000 m³/h CRAH airflow class | 31752.4 |  | Air Conditioning Equipment, Condensers, FCU's, CRF Units | QSOR-0000200
IMME duty band — CRAH-A40, nominal 40,000 m³/h CRAH airflow class | 54432.036 |  | Air Conditioning Equipment, Condensers, FCU's, CRF Units | QSOR-0000201
CRAH fan/control equipment |  | Sub Catergory | Air Conditioning Equipment, Condensers, FCU's, CRF Units
IMME component class (EC fan/control assembly) | 5444.2756 |  | Air Conditioning Equipment, Condensers, FCU's, CRF Units | QSOR-0000202
IMME component class (redundant control/interface package) | 9073.1861 |  | Air Conditioning Equipment, Condensers, FCU's, CRF Units | QSOR-0000203
IMME DataAir computer-room air-conditioning system (project-specific budget) |  | CATERGORY | Air Conditioning Equipment, Condensers, FCU's, CRF Units
CRAC cooling-duty band |  | Sub Catergory | Air Conditioning Equipment, Condensers, FCU's, CRF Units
IMME duty band — CRAC-020, nominal 20 kW CRAC cooling duty | 16330.3104 |  | Air Conditioning Equipment, Condensers, FCU's, CRF Units | QSOR-0000204
IMME duty band — CRAC-040, nominal 40 kW CRAC cooling duty | 25402.1992 |  | Air Conditioning Equipment, Condensers, FCU's, CRF Units | QSOR-0000205
IMME duty band — CRAC-080, nominal 80 kW CRAC cooling duty | 40824.4106 |  | Air Conditioning Equipment, Condensers, FCU's, CRF Units | QSOR-0000206
IMME duty band — CRAC-120, nominal 120 kW CRAC cooling duty | 58968.1884 |  | Air Conditioning Equipment, Condensers, FCU's, CRF Units | QSOR-0000207
DX CRAC configuration class |  | Sub Catergory | Air Conditioning Equipment, Condensers, FCU's, CRF Units
IMME component class (single-circuit DX CRAC configuration) | 4537.297 |  | Air Conditioning Equipment, Condensers, FCU's, CRF Units | QSOR-0000208
IMME component class (dual-circuit DX CRAC configuration) | 7259.129 |  | Air Conditioning Equipment, Condensers, FCU's, CRF Units | QSOR-0000209
CRAC condenser/interface equipment |  | Sub Catergory | Air Conditioning Equipment, Condensers, FCU's, CRF Units
IMME component class (small CRAC condenser/interface package) | 7258.6624 |  | Air Conditioning Equipment, Condensers, FCU's, CRF Units | QSOR-0000210
IMME component class (medium CRAC condenser/interface package) | 13609.1958 |  | Air Conditioning Equipment, Condensers, FCU's, CRF Units | QSOR-0000211
IMME component class (large CRAC condenser/interface package) | 22681.3862 |  | Air Conditioning Equipment, Condensers, FCU's, CRF Units | QSOR-0000212
CRAC control equipment |  | Sub Catergory | Air Conditioning Equipment, Condensers, FCU's, CRF Units
IMME component class (standard CRAC control/interface package) | 4536.4082 |  | Air Conditioning Equipment, Condensers, FCU's, CRF Units | QSOR-0000213
IMME component class (networked/redundant CRAC control package) | 8164.8065 |  | Air Conditioning Equipment, Condensers, FCU's, CRF Units | QSOR-0000214
IMME SanitaryCore sanitary appliance system (project-specific budget) |  | CATERGORY | Sanitaryware
WC appliance class |  | Sub Catergory | Sanitaryware
IMME component class (standard close-coupled WC package) | 409.7296 |  | Sanitaryware | QSOR-0000215
IMME component class (wall-hung concealed-cistern WC package) | 591.4265 |  | Sanitaryware | QSOR-0000216
IMME component class (accessible WC package) | 1999.5785 |  | Sanitaryware | QSOR-0000217
Wash-hand basin appliance class |  | Sub Catergory | Sanitaryware
IMME component class (400mm hand-rinse basin package) | 200.7939 |  | Sanitaryware | QSOR-0000218
IMME component class (550mm washbasin package) | 273.4785 |  | Sanitaryware | QSOR-0000219
IMME component class (600mm commercial basin package) | 318.9063 |  | Sanitaryware | QSOR-0000220
Urinal appliance class |  | Sub Catergory | Sanitaryware
IMME component class (single urinal bowl package) | 409.7538 |  | Sanitaryware | QSOR-0000221
IMME component class (dual urinal package) | 773.1692 |  | Sanitaryware | QSOR-0000222
IMME component class (three-person urinal/trough package) | 1272.8653 |  | Sanitaryware | QSOR-0000223
Shower appliance class |  | Sub Catergory | Sanitaryware
IMME component class (standard thermostatic shower package) | 591.3825 |  | Sanitaryware | QSOR-0000224
IMME component class (accessible shower package) | 1454.3787 |  | Sanitaryware | QSOR-0000225
Sink appliance class |  | Sub Catergory | Sanitaryware
IMME component class (single-bowl stainless-steel sink package) | 455.1773 |  | Sanitaryware | QSOR-0000226
IMME component class (double-bowl stainless-steel sink package) | 682.3104 |  | Sanitaryware | QSOR-0000227
Accessible sanitaryware package |  | Sub Catergory | Sanitaryware
IMME component class (complete accessible WC-room sanitary package) | 2726.6949 |  | Sanitaryware | QSOR-0000228
Sanitary brassware/accessory class |  | Sub Catergory | Sanitaryware
IMME component class (commercial basin tap/mixer) | 164.1065 |  | Sanitaryware | QSOR-0000229
IMME component class (flush-valve/cistern accessory set) | 200.3724 |  | Sanitaryware | QSOR-0000230
IMME component class (commercial shower brassware set) | 363.5698 |  | Sanitaryware | QSOR-0000231
IMME HeatCore electric space-heating system |  | CATERGORY | Electric Heaters
Wall-mounted panel/convector heater duty band |  | Sub Catergory | Electric Heaters
IMME duty band — EPH-050, nominal 0.5 kW panel/convector heater | 136.9804 |  | Electric Heaters | QSOR-0000232
IMME duty band — EPH-100, nominal 1.0 kW panel/convector heater | 168.7301 |  | Electric Heaters | QSOR-0000233
IMME duty band — EPH-150, nominal 1.5 kW panel/convector heater | 191.4085 |  | Electric Heaters | QSOR-0000234
IMME duty band — EPH-200, nominal 2.0 kW panel/convector heater | 218.6227 |  | Electric Heaters | QSOR-0000235
IMME duty band — EPH-300, nominal 3.0 kW panel/convector heater | 291.1935 |  | Electric Heaters | QSOR-0000236
Commercial electric fan-heater duty band |  | Sub Catergory | Electric Heaters
IMME duty band — EFH-020, nominal 2 kW commercial fan heater | 499.8761 |  | Electric Heaters | QSOR-0000237
IMME duty band — EFH-030, nominal 3 kW commercial fan heater | 862.7603 |  | Electric Heaters | QSOR-0000238
IMME duty band — EFH-060, nominal 6 kW commercial fan heater | 1180.2841 |  | Electric Heaters | QSOR-0000239
IMME duty band — EFH-090, nominal 9 kW commercial fan heater | 1497.8078 |  | Electric Heaters | QSOR-0000240
Tubular/frost-protection heater class |  | Sub Catergory | Electric Heaters
IMME component class (small 60 W tubular/frost-protection heater) | 68.9431 |  | Electric Heaters | QSOR-0000241
IMME component class (medium 120 W tubular/frost-protection heater) | 78.0142 |  | Electric Heaters | QSOR-0000242
IMME component class (large 180–240 W tubular/frost-protection heater) | 96.1564 |  | Electric Heaters | QSOR-0000243
IMME HydroStore rainwater-harvesting system (project-specific budget) |  | CATERGORY | Rainwater Harvesting
Rainwater storage tank volume band |  | Sub Catergory | Rainwater Harvesting
IMME duty band — RWT-2500, nominal 2,500 litre rainwater storage package | 2359.6 |  | Rainwater Harvesting | QSOR-0000244
IMME duty band — RWT-5000, nominal 5,000 litre rainwater storage package | 3811.1016 |  | Rainwater Harvesting | QSOR-0000245
IMME duty band — RWT-10000, nominal 10,000 litre rainwater storage package | 6351.2293 |  | Rainwater Harvesting | QSOR-0000246
Rainwater harvesting pump-set duty band |  | Sub Catergory | Rainwater Harvesting
IMME duty band — RWP-015, nominal 1.5 L/s rainwater pump-set duty | 1633.8467 |  | Rainwater Harvesting | QSOR-0000247
IMME duty band — RWP-030, nominal 3 L/s rainwater pump-set duty | 2541.0335 |  | Rainwater Harvesting | QSOR-0000248
IMME duty band — RWP-050, nominal 5 L/s rainwater pump-set duty | 3811.0957 |  | Rainwater Harvesting | QSOR-0000249
Rainwater filtration/treatment class |  | Sub Catergory | Rainwater Harvesting
IMME component class (standard pre-tank filtration package) | 635.9318 |  | Rainwater Harvesting | QSOR-0000250
IMME component class (automatic filtration/treatment package) | 1361.6709 |  | Rainwater Harvesting | QSOR-0000251
Rainwater control-panel class |  | Sub Catergory | Rainwater Harvesting
IMME component class (single-pump control panel) | 1089.5244 |  | Rainwater Harvesting | QSOR-0000252
IMME component class (duty/standby control panel) | 1996.7029 |  | Rainwater Harvesting | QSOR-0000253
Mains top-up/interface equipment |  | Sub Catergory | Rainwater Harvesting
IMME component class (small mains top-up interface) | 454.4898 |  | Rainwater Harvesting | QSOR-0000254
IMME component class (large mains top-up interface) | 817.3534 |  | Rainwater Harvesting | QSOR-0000255
IMME PlantHub other thermal + hydraulic equipment suite |  | CATERGORY | Other Misc Plant
Local temperature display (thermometer/gauge) |  | Sub Catergory | Other Misc Plant
IMME size/duty mark — IMME face class T110 | 192.886 |  | Other Misc Plant | QSOR-0000256
IMME size/duty mark — IMME face class T160 | 210.4426 |  | Other Misc Plant | QSOR-0000257
Thermal exchange module (plate heat exchanger) |  | Sub Catergory | Other Misc Plant
IMME duty band — HX-01, nominal 112 kW / 2.5 L/s | 3924.5895 |  | Other Misc Plant | QSOR-0000258
IMME duty band — HX-02, nominal 258 kW / 5.72 L/s | 5732.0349 |  | Other Misc Plant | QSOR-0000259
IMME duty band — HX-03, nominal 302 kW / 6.69 L/s | 6127.4238 |  | Other Misc Plant | QSOR-0000260
IMME duty band — HX-04, nominal 345 kW / 7.65 L/s | 6909.8625 |  | Other Misc Plant | QSOR-0000261
IMME duty band — HX-05, nominal 382 kW / 8.5 L/s | 7114.8071 |  | Other Misc Plant | QSOR-0000262
IMME duty band — HX-06, nominal 423 kW / 9.4 L/s | 7607.6587 |  | Other Misc Plant | QSOR-0000263
IMME duty band — HX-07, nominal 476 kW / 10.6 L/s | 8117.4601 |  | Other Misc Plant | QSOR-0000264
IMME duty band — HX-08, nominal 515 kW / 11.45 L/s | 8916.6225 |  | Other Misc Plant | QSOR-0000265
IMME duty band — HX-09, nominal 1,050 kW / 22.8 L/s | 14752.1943 |  | Other Misc Plant | QSOR-0000266
IMME duty band — HX-10, nominal 1,575 kW / 34.2 L/s | 19194.2676 |  | Other Misc Plant | QSOR-0000267
IMME duty band — HX-11, nominal 2,100 kW / 45.6 L/s | 22960.0888 |  | Other Misc Plant | QSOR-0000268
IMME duty band — HX-12, nominal 2,625 kW / 57 L/s | 28634.5248 |  | Other Misc Plant | QSOR-0000269
Hot-water storage recovery module (calorifier) |  | Sub Catergory | Other Misc Plant
IMME duty band — CAL-01, nominal 42 kW recovery | 2004.6364 |  | Other Misc Plant | QSOR-0000270
IMME duty band — CAL-02, nominal 92 kW recovery | 2394.9776 |  | Other Misc Plant | QSOR-0000271
IMME duty band — CAL-03, nominal 184 kW recovery | 2794.2166 |  | Other Misc Plant | QSOR-0000272
IMME duty band — CAL-04, nominal 306 kW recovery | 3870.3226 |  | Other Misc Plant | QSOR-0000273
IMME duty band — CAL-05, nominal 612 kW recovery | 6056.8738 |  | Other Misc Plant | QSOR-0000274
IMME duty band — CAL-06, nominal 918 kW recovery | 8336.7433 |  | Other Misc Plant | QSOR-0000275
IMME duty band — CAL-07, nominal 1,530 kW recovery | 13508.8671 |  | Other Misc Plant | QSOR-0000276
IMME duty band — CAL-08, nominal 2,090 kW recovery | 23522.6014 |  | Other Misc Plant | QSOR-0000277
IMME size/duty mark — Single-circuit perimeter heater modules |  | Sub Catergory | Other Misc Plant
IMME duty band — PH1-16, nominal 1.6 m module length | 241.9077 |  | Other Misc Plant | QSOR-0000278
IMME duty band — PH1-32, nominal 3.2 m module length | 313.2705 |  | Other Misc Plant | QSOR-0000279
IMME duty band — PH1-48, nominal 4.8 m module length | 383.4899 |  | Other Misc Plant | QSOR-0000280
IMME duty band — PH1-64, nominal 6.4 m module length | 485.2671 |  | Other Misc Plant | QSOR-0000281
IMME size/duty mark — Twin-circuit perimeter heater modules |  | Sub Catergory | Other Misc Plant
IMME duty band — PH2-16, nominal 1.6 m module length | 388.8328 |  | Other Misc Plant | QSOR-0000282
IMME duty band — PH2-32, nominal 3.2 m module length | 523.2389 |  | Other Misc Plant | QSOR-0000283
IMME duty band — PH2-48, nominal 4.8 m module length | 659.6349 |  | Other Misc Plant | QSOR-0000284
IMME duty band — PH2-64, nominal 6.4 m module length | 834.9875 |  | Other Misc Plant | QSOR-0000285
Water incident detection package (leak detection) |  | Sub Catergory | Other Misc Plant
IMME size/duty mark — IMME alert module LD-A2, local alarm class | 1047.3805 |  | Other Misc Plant | QSOR-0000286
IMME size/duty mark — IMME alert module LD-A10, multi-zone class | 1872.2091 |  | Other Misc Plant | QSOR-0000287
IMME size/duty mark — IMME sensing run LD-S3.2 | 384.6084 |  | Other Misc Plant | QSOR-0000288
IMME size/duty mark — IMME sensing run LD-S5.4 | 429.7393 |  | Other Misc Plant | QSOR-0000289
IMME size/duty mark — IMME sensing run LD-S8.0 | 538.9242 |  | Other Misc Plant | QSOR-0000290
IMME size/duty mark — IMME sensing run LD-S16 | 857.5715 |  | Other Misc Plant | QSOR-0000291
IMME size/duty mark — IMME sensing run LD-S27 | 1165.1829 |  | Other Misc Plant | QSOR-0000292
IMME size/duty mark — IMME leader run LD-L3.8 | 170.143 |  | Other Misc Plant | QSOR-0000293
IMME size/duty mark — IMME terminal closure LD-END | 49.3901 |  | Other Misc Plant | QSOR-0000294
Thermal energy measurement package (energy meter) |  | Sub Catergory | Other Misc Plant
IMME duty band — EM-052, nominal 52 mm body / 40 m³/h flow class | 2183.1075 |  | Other Misc Plant | QSOR-0000295
IMME duty band — EM-068, nominal 68 mm body / 66 m³/h flow class | 2413.5835 |  | Other Misc Plant | QSOR-0000296
IMME duty band — EM-082, nominal 82 mm body / 110 m³/h flow class | 2705.5332 |  | Other Misc Plant | QSOR-0000297
IMME duty band — EM-132, nominal 132 mm body / 275 m³/h flow class | 3155.0225 |  | Other Misc Plant | QSOR-0000298
IMME duty band — EM-160, nominal 160 mm body / 395 m³/h flow class | 3468.0794 |  | Other Misc Plant | QSOR-0000299
IMME duty band — EM-210, nominal 210 mm body / 660 m³/h flow class | 3910.2006 |  | Other Misc Plant | QSOR-0000300
IMME duty band — EM-260, nominal 260 mm body / 1,100 m³/h flow class | 4590.4367 |  | Other Misc Plant | QSOR-0000301
IMME duty band — EM-315, nominal 315 mm body / 1,650 m³/h flow class | 5380.041 |  | Other Misc Plant | QSOR-0000302
IMME duty band — EM-365, nominal 365 mm body / 2,200 m³/h flow class | 6497.2666 |  | Other Misc Plant | QSOR-0000303
IMME duty band — EM-420, nominal 420 mm body / 2,750 m³/h flow class | 7465.774 |  | Other Misc Plant | QSOR-0000304
IMME duty band — EM-525, nominal 525 mm body / 3,300 m³/h flow class | 8707.7931 |  | Other Misc Plant | QSOR-0000305
IMME duty band — EM-630, nominal 630 mm body / 3,850 m³/h flow class | 9797.8829 |  | Other Misc Plant | QSOR-0000306
IMME PlantHub expansion + buffer vessel system |  | CATERGORY | Other Misc Plant
Closed-system expansion vessel volume band |  | Sub Catergory | Other Misc Plant
IMME duty band — EXP-050, nominal 50 litre expansion vessel class | 545.284 |  | Other Misc Plant | QSOR-0000307
IMME duty band — EXP-100, nominal 100 litre expansion vessel class | 949.0278 |  | Other Misc Plant | QSOR-0000308
IMME duty band — EXP-200, nominal 200 litre expansion vessel class | 1604.0911 |  | Other Misc Plant | QSOR-0000309
IMME duty band — EXP-300, nominal 300 litre expansion vessel class | 1774.6615 |  | Other Misc Plant | QSOR-0000310
IMME duty band — EXP-400, nominal 400 litre expansion vessel class | 1904.4039 |  | Other Misc Plant | QSOR-0000311
IMME duty band — EXP-500, nominal 500 litre expansion vessel class | 2133.0411 |  | Other Misc Plant | QSOR-0000312
Buffer vessel volume band |  | Sub Catergory | Other Misc Plant
IMME duty band — BUF-200, nominal 200 litre buffer vessel class | 1089.5255 |  | Other Misc Plant | QSOR-0000313
IMME duty band — BUF-500, nominal 500 litre buffer vessel class | 1679.1922 |  | Other Misc Plant | QSOR-0000314
IMME duty band — BUF-1000, nominal 1,000 litre buffer vessel class | 2903.8845 |  | Other Misc Plant | QSOR-0000315
IMME duty band — BUF-2000, nominal 2,000 litre buffer vessel class | 5081.1155 |  | Other Misc Plant | QSOR-0000316
IMME duty band — BUF-3000, nominal 3,000 litre buffer vessel class | 7258.3464 |  | Other Misc Plant | QSOR-0000317
IMME PlantHub air + dirt separation system |  | CATERGORY | Other Misc Plant
Air/dirt separator nominal-bore band |  | Sub Catergory | Other Misc Plant
IMME size/duty mark — ADS-050, nominal DN50 air/dirt separator | 590.5522 |  | Other Misc Plant | QSOR-0000318
IMME size/duty mark — ADS-065, nominal DN65 air/dirt separator | 771.9806 |  | Other Misc Plant | QSOR-0000319
IMME size/duty mark — ADS-080, nominal DN80 air/dirt separator | 998.7661 |  | Other Misc Plant | QSOR-0000320
IMME size/duty mark — ADS-100, nominal DN100 air/dirt separator | 1452.337 |  | Other Misc Plant | QSOR-0000321
IMME size/duty mark — ADS-150, nominal DN150 air/dirt separator | 2631.6213 |  | Other Misc Plant | QSOR-0000322
IMME PlantHub water-treatment + dosing system |  | CATERGORY | Other Misc Plant
Chemical dosing + side-stream treatment band |  | Sub Catergory | Other Misc Plant
IMME component class (6 litre dosing pot) | 409.1886 |  | Other Misc Plant | QSOR-0000323
IMME component class (12 litre dosing pot) | 590.6455 |  | Other Misc Plant | QSOR-0000324
IMME component class (small side-stream filtration package) | 2269.1236 |  | Other Misc Plant | QSOR-0000325
IMME component class (large side-stream filtration package) | 4537.337 |  | Other Misc Plant | QSOR-0000326
IMME component class (single-pump chemical dosing skid) | 2904.2232 |  | Other Misc Plant | QSOR-0000327
IMME component class (duty/standby chemical dosing skid) | 4718.7941 |  | Other Misc Plant | QSOR-0000328
IMME AirUtility compressed-air system |  | CATERGORY | Other Misc Plant
Air-compressor duty band |  | Sub Catergory | Other Misc Plant
IMME duty band — CMP-075, nominal 7.5 kW air compressor | 5444.286 |  | Other Misc Plant | QSOR-0000329
IMME duty band — CMP-150, nominal 15 kW air compressor | 9073.2032 |  | Other Misc Plant | QSOR-0000330
IMME duty band — CMP-300, nominal 30 kW air compressor | 16331.038 |  | Other Misc Plant | QSOR-0000331
IMME duty band — CMP-550, nominal 55 kW air compressor | 27217.7897 |  | Other Misc Plant | QSOR-0000332
Compressed-air receiver volume band |  | Sub Catergory | Other Misc Plant
IMME duty band — CAR-500, nominal 500 litre compressed-air receiver | 1361.6713 |  | Other Misc Plant | QSOR-0000333
IMME duty band — CAR-1000, nominal 1,000 litre compressed-air receiver | 2268.8457 |  | Other Misc Plant | QSOR-0000334
IMME duty band — CAR-2000, nominal 2,000 litre compressed-air receiver | 3629.607 |  | Other Misc Plant | QSOR-0000335
Refrigerant/desiccant dryer duty band |  | Sub Catergory | Other Misc Plant
IMME duty band — CAD-100, nominal 100 m³/h air-dryer duty | 2722.5196 |  | Other Misc Plant | QSOR-0000336
IMME duty band — CAD-250, nominal 250 m³/h air-dryer duty | 4536.926 |  | Other Misc Plant | QSOR-0000337
IMME duty band — CAD-500, nominal 500 m³/h air-dryer duty | 7258.5355 |  | Other Misc Plant | QSOR-0000338
Compressed-air filtration class |  | Sub Catergory | Other Misc Plant
IMME component class (coalescing filtration package) | 635.9779 |  | Other Misc Plant | QSOR-0000339
IMME component class (activated-carbon filtration package) | 1089.5977 |  | Other Misc Plant | QSOR-0000340
Compressed-air distribution accessory |  | Sub Catergory | Other Misc Plant
IMME component class (small drop/isolator/accessory set) | 136.9956 |  | Other Misc Plant | QSOR-0000341
IMME component class (large drop/isolator/accessory set) | 454.5284 |  | Other Misc Plant | QSOR-0000342
Compressor control equipment |  | Sub Catergory | Other Misc Plant
IMME component class (compressor sequencer/control panel) | 1815.4169 |  | Other Misc Plant | QSOR-0000343
IMME VacuumCore central-vacuum system |  | CATERGORY | Other Misc Plant
Vacuum-pump duty band |  | Sub Catergory | Other Misc Plant
IMME duty band — VAC-050, nominal 5 kW vacuum-pump duty | 5443.9896 |  | Other Misc Plant | QSOR-0000344
IMME duty band — VAC-150, nominal 15 kW vacuum-pump duty | 10887.0691 |  | Other Misc Plant | QSOR-0000345
IMME duty band — VAC-300, nominal 30 kW vacuum-pump duty | 18144.5084 |  | Other Misc Plant | QSOR-0000346
Vacuum receiver volume band |  | Sub Catergory | Other Misc Plant
IMME duty band — VAR-500, nominal 500 litre vacuum receiver | 1815.2351 |  | Other Misc Plant | QSOR-0000347
IMME duty band — VAR-1000, nominal 1,000 litre vacuum receiver | 3175.979 |  | Other Misc Plant | QSOR-0000348
Vacuum filtration/separation class |  | Sub Catergory | Other Misc Plant
IMME component class (standard vacuum filtration/separation package) | 908.0957 |  | Other Misc Plant | QSOR-0000349
IMME component class (high-efficiency vacuum filtration package) | 1815.2814 |  | Other Misc Plant | QSOR-0000350
Vacuum control-panel class |  | Sub Catergory | Other Misc Plant
IMME component class (single-pump vacuum control panel) | 1815.2481 |  | Other Misc Plant | QSOR-0000351
IMME component class (multi-pump vacuum control panel) | 3629.5863 |  | Other Misc Plant | QSOR-0000352
Vacuum distribution accessory |  | Sub Catergory | Other Misc Plant
IMME component class (small vacuum outlet/accessory set) | 227.7192 |  | Other Misc Plant | QSOR-0000353
IMME component class (large vacuum outlet/accessory set) | 545.252 |  | Other Misc Plant | QSOR-0000354
IMME GasUtility specialist-gas distribution system |  | CATERGORY | Other Misc Plant
Specialist-gas manifold class |  | Sub Catergory | Other Misc Plant
IMME component class (2-cylinder gas manifold) | 1815.3702 |  | Other Misc Plant | QSOR-0000355
IMME component class (4-cylinder gas manifold) | 3176.2152 |  | Other Misc Plant | QSOR-0000356
IMME component class (8-cylinder gas manifold) | 5444.2906 |  | Other Misc Plant | QSOR-0000357
Pressure-regulator station class |  | Sub Catergory | Other Misc Plant
IMME component class (small specialist-gas regulator station) | 1361.6249 |  | Other Misc Plant | QSOR-0000358
IMME component class (large specialist-gas regulator station) | 2722.34 |  | Other Misc Plant | QSOR-0000359
Gas-cylinder bank/interface class |  | Sub Catergory | Other Misc Plant
IMME component class (small cylinder-bank interface) | 1815.4341 |  | Other Misc Plant | QSOR-0000360
IMME component class (large cylinder-bank interface) | 3629.9586 |  | Other Misc Plant | QSOR-0000361
Gas detection/interface equipment |  | Sub Catergory | Other Misc Plant
IMME component class (single gas detection/interface point) | 454.5341 |  | Other Misc Plant | QSOR-0000362
IMME component class (multi-point gas detection panel) | 1361.7826 |  | Other Misc Plant | QSOR-0000363
Specialist-gas distribution accessory |  | Sub Catergory | Other Misc Plant
IMME component class (small gas outlet/accessory set) | 136.9934 |  | Other Misc Plant | QSOR-0000364
IMME component class (large gas outlet/accessory set) | 454.5209 |  | Other Misc Plant | QSOR-0000365
IMME MedGas medical-gas system |  | CATERGORY | Other Misc Plant
Medical-air plant duty band |  | Sub Catergory | Other Misc Plant
IMME component class (duplex medical-air plant) | 36291.6122 |  | Other Misc Plant | QSOR-0000366
IMME component class (quadruplex medical-air plant) | 63509.6388 |  | Other Misc Plant | QSOR-0000367
Medical-vacuum plant duty band |  | Sub Catergory | Other Misc Plant
IMME component class (duplex medical-vacuum plant) | 31753.587 |  | Other Misc Plant | QSOR-0000368
IMME component class (quadruplex medical-vacuum plant) | 54434.0705 |  | Other Misc Plant | QSOR-0000369
Oxygen manifold class |  | Sub Catergory | Other Misc Plant
IMME component class (10-cylinder oxygen manifold) | 9072.8693 |  | Other Misc Plant | QSOR-0000370
IMME component class (20-cylinder oxygen manifold) | 18144.8284 |  | Other Misc Plant | QSOR-0000371
Area valve service unit |  | Sub Catergory | Other Misc Plant
IMME component class (3-service AVSU) | 726.5926 |  | Other Misc Plant | QSOR-0000372
IMME component class (5-service AVSU) | 1361.5648 |  | Other Misc Plant | QSOR-0000373
Medical-gas terminal unit |  | Sub Catergory | Other Misc Plant
IMME component class (medical-gas terminal unit) | 227.6875 |  | Other Misc Plant | QSOR-0000374
Medical-gas alarm panel class |  | Sub Catergory | Other Misc Plant
IMME component class (area medical-gas alarm panel) | 1815.335 |  | Other Misc Plant | QSOR-0000375
IMME component class (central medical-gas alarm panel) | 3629.7599 |  | Other Misc Plant | QSOR-0000376
IMME UtilityCore mechanical incoming-service system |  | CATERGORY | Mechanical Incoming External Services / Mains (Gas & Water)
Incoming water-service size band |  | Sub Catergory | Mechanical Incoming External Services / Mains (Gas & Water)
IMME size/duty mark — WAT-032, nominal 32mm incoming water service | 82.5466 |  | Mechanical Incoming External Services / Mains (Gas & Water) | QSOR-0000377
IMME size/duty mark — WAT-050, nominal 50mm incoming water service | 118.8297 |  | Mechanical Incoming External Services / Mains (Gas & Water) | QSOR-0000378
IMME size/duty mark — WAT-063, nominal 63mm incoming water service | 155.1125 |  | Mechanical Incoming External Services / Mains (Gas & Water) | QSOR-0000379
IMME size/duty mark — WAT-090, nominal 90mm incoming water service | 236.7491 |  | Mechanical Incoming External Services / Mains (Gas & Water) | QSOR-0000380
IMME size/duty mark — WAT-110, nominal 110mm incoming water service | 318.3859 |  | Mechanical Incoming External Services / Mains (Gas & Water) | QSOR-0000381
Incoming gas-service size band |  | Sub Catergory | Mechanical Incoming External Services / Mains (Gas & Water)
IMME size/duty mark — GAS-032, nominal 32mm incoming gas service | 100.6897 |  | Mechanical Incoming External Services / Mains (Gas & Water) | QSOR-0000382
IMME size/duty mark — GAS-050, nominal 50mm incoming gas service | 146.0441 |  | Mechanical Incoming External Services / Mains (Gas & Water) | QSOR-0000383
IMME size/duty mark — GAS-065, nominal 65mm incoming gas service | 200.4696 |  | Mechanical Incoming External Services / Mains (Gas & Water) | QSOR-0000384
IMME size/duty mark — GAS-080, nominal 80mm incoming gas service | 273.0368 |  | Mechanical Incoming External Services / Mains (Gas & Water) | QSOR-0000385
IMME size/duty mark — GAS-100, nominal 100mm incoming gas service | 381.8876 |  | Mechanical Incoming External Services / Mains (Gas & Water) | QSOR-0000386
Water meter/interface class |  | Sub Catergory | Mechanical Incoming External Services / Mains (Gas & Water)
IMME component class (DN50 incoming water meter set) | 1089.3573 |  | Mechanical Incoming External Services / Mains (Gas & Water) | QSOR-0000387
IMME component class (DN80 incoming water meter set) | 1996.3972 |  | Mechanical Incoming External Services / Mains (Gas & Water) | QSOR-0000388
IMME component class (DN100 incoming water meter set) | 2903.4366 |  | Mechanical Incoming External Services / Mains (Gas & Water) | QSOR-0000389
Gas meter/interface class |  | Sub Catergory | Mechanical Incoming External Services / Mains (Gas & Water)
IMME component class (small commercial gas-meter interface) | 1633.5875 |  | Mechanical Incoming External Services / Mains (Gas & Water) | QSOR-0000390
IMME component class (medium commercial gas-meter interface) | 3175.5608 |  | Mechanical Incoming External Services / Mains (Gas & Water) | QSOR-0000391
IMME component class (large commercial gas-meter interface) | 5443.1687 |  | Mechanical Incoming External Services / Mains (Gas & Water) | QSOR-0000392
Incoming pressure-regulation equipment |  | Sub Catergory | Mechanical Incoming External Services / Mains (Gas & Water)
IMME component class (small utility pressure-regulation station) | 2722.0455 |  | Mechanical Incoming External Services / Mains (Gas & Water) | QSOR-0000393
IMME component class (medium utility pressure-regulation station) | 5443.181 |  | Mechanical Incoming External Services / Mains (Gas & Water) | QSOR-0000394
IMME component class (large utility pressure-regulation station) | 9071.3619 |  | Mechanical Incoming External Services / Mains (Gas & Water) | QSOR-0000395
Utility intake ancillary equipment |  | Sub Catergory | Mechanical Incoming External Services / Mains (Gas & Water)
IMME component class (small intake valve/strainer/isolator set) | 545.1092 |  | Mechanical Incoming External Services / Mains (Gas & Water) | QSOR-0000396
IMME component class (large intake valve/strainer/isolator set) | 1361.4087 |  | Mechanical Incoming External Services / Mains (Gas & Water) | QSOR-0000397
IMME FireFlow sprinkler + hydrant system (project-specific budget) |  | CATERGORY | Incoming Sprinkler Mains & Hydrants
Sprinkler head class |  | Sub Catergory | Incoming Sprinkler Mains & Hydrants
IMME component class (standard sprinkler head) | 68.7791 |  | Incoming Sprinkler Mains & Hydrants | QSOR-0000398
IMME component class (recessed/concealed sprinkler head) | 86.8778 |  | Incoming Sprinkler Mains & Hydrants | QSOR-0000399
IMME component class (high-temperature/special-risk sprinkler head) | 109.5017 |  | Incoming Sprinkler Mains & Hydrants | QSOR-0000400
Sprinkler pipework size band |  | Sub Catergory | Incoming Sprinkler Mains & Hydrants
IMME size/duty mark — SPP-025, nominal DN25 sprinkler pipework | 28.0563 |  | Incoming Sprinkler Mains & Hydrants | QSOR-0000401
IMME size/duty mark — SPP-032, nominal DN32 sprinkler pipework | 33.4859 |  | Incoming Sprinkler Mains & Hydrants | QSOR-0000402
IMME size/duty mark — SPP-050, nominal DN50 sprinkler pipework | 44.3454 |  | Incoming Sprinkler Mains & Hydrants | QSOR-0000403
IMME size/duty mark — SPP-080, nominal DN80 sprinkler pipework | 59.7295 |  | Incoming Sprinkler Mains & Hydrants | QSOR-0000404
IMME size/duty mark — SPP-100, nominal DN100 sprinkler pipework | 73.3037 |  | Incoming Sprinkler Mains & Hydrants | QSOR-0000405
IMME size/duty mark — SPP-150, nominal DN150 sprinkler pipework | 100.4522 |  | Incoming Sprinkler Mains & Hydrants | QSOR-0000406
Sprinkler valve-set class |  | Sub Catergory | Incoming Sprinkler Mains & Hydrants
IMME component class (wet alarm valve set) | 1991.905 |  | Incoming Sprinkler Mains & Hydrants | QSOR-0000407
IMME component class (dry alarm valve set) | 3168.4039 |  | Incoming Sprinkler Mains & Hydrants | QSOR-0000408
IMME component class (pre-action valve set) | 4525.902 |  | Incoming Sprinkler Mains & Hydrants | QSOR-0000409
Fire hydrant equipment class |  | Sub Catergory | Incoming Sprinkler Mains & Hydrants
IMME component class (internal landing-valve/hydrant point) | 1358.4621 |  | Incoming Sprinkler Mains & Hydrants | QSOR-0000410
IMME component class (external pillar hydrant point) | 2535.0091 |  | Incoming Sprinkler Mains & Hydrants | QSOR-0000411
Fire-hose reel equipment class |  | Sub Catergory | Incoming Sprinkler Mains & Hydrants
IMME component class (standard fire-hose reel assembly) | 770.1352 |  | Incoming Sprinkler Mains & Hydrants | QSOR-0000412
Fire-pump set duty band |  | Sub Catergory | Incoming Sprinkler Mains & Hydrants
IMME duty band — FPM-030, nominal 30 L/s at nominal 6 bar duty | 18099.7973 |  | Incoming Sprinkler Mains & Hydrants | QSOR-0000413
IMME duty band — FPM-060, nominal 60 L/s at nominal 6 bar duty | 31673.9648 |  | Incoming Sprinkler Mains & Hydrants | QSOR-0000414
IMME duty band — FPM-100, nominal 100 L/s at nominal 6 bar duty | 49772.8543 |  | Incoming Sprinkler Mains & Hydrants | QSOR-0000415
Sprinkler control/monitoring equipment |  | Sub Catergory | Incoming Sprinkler Mains & Hydrants
IMME component class (zone monitor/flow-switch interface) | 453.4076 |  | Incoming Sprinkler Mains & Hydrants | QSOR-0000416
IMME component class (sprinkler monitoring/control panel) | 1810.9069 |  | Incoming Sprinkler Mains & Hydrants | QSOR-0000417
IMME HydroRoute HDPE drainage carrier system |  | CATERGORY | General Mechanical
Linear service route (pipe) |  | Sub Catergory | General Mechanical
IMME size/duty mark — 20mm | 25.3855 |  | General Mechanical | QSOR-0000418
IMME size/duty mark — 25mm | 28.1101 |  | General Mechanical | QSOR-0000419
IMME size/duty mark — 32mm | 32.1632 |  | General Mechanical | QSOR-0000420
IMME size/duty mark — 40mm | 33.8083 |  | General Mechanical | QSOR-0000421
IMME size/duty mark — 50mm | 39.1306 |  | General Mechanical | QSOR-0000422
IMME size/duty mark — 56mm | 37.4791 |  | General Mechanical | QSOR-0000423
IMME size/duty mark — 63mm | 40.0773 |  | General Mechanical | QSOR-0000424
IMME size/duty mark — 75mm | 48.884 |  | General Mechanical | QSOR-0000425
IMME size/duty mark — 90mm | 55.1231 |  | General Mechanical | QSOR-0000426
IMME size/duty mark — 110mm | 62.4122 |  | General Mechanical | QSOR-0000427
IMME size/duty mark — 125mm | 79.6928 |  | General Mechanical | QSOR-0000428
IMME size/duty mark — 160mm | 98.4949 |  | General Mechanical | QSOR-0000429
IMME size/duty mark — 180mm | 115.4151 |  | General Mechanical | QSOR-0000430
IMME size/duty mark — 200mm | 136.9251 |  | General Mechanical | QSOR-0000431
IMME size/duty mark — 225mm | 166.137 |  | General Mechanical | QSOR-0000432
IMME size/duty mark — 250mm | 188.621 |  | General Mechanical | QSOR-0000433
IMME size/duty mark — 315mm | 242.4947 |  | General Mechanical | QSOR-0000434
Join interface (coupling) |  | Sub Catergory | General Mechanical
IMME size/duty mark — 20mm | 33.5166 |  | General Mechanical | QSOR-0000435
IMME size/duty mark — 25mm | 35.4802 |  | General Mechanical | QSOR-0000436
IMME size/duty mark — 32mm | 37.6924 |  | General Mechanical | QSOR-0000437
IMME size/duty mark — 40mm | 37.995 |  | General Mechanical | QSOR-0000438
IMME size/duty mark — 50mm | 38.721 |  | General Mechanical | QSOR-0000439
IMME size/duty mark — 56mm | 42.2407 |  | General Mechanical | QSOR-0000440
IMME size/duty mark — 63mm | 46.4678 |  | General Mechanical | QSOR-0000441
IMME size/duty mark — 90mm | 59.28 |  | General Mechanical | QSOR-0000442
IMME size/duty mark — 110mm | 64.1045 |  | General Mechanical | QSOR-0000443
IMME size/duty mark — 125mm | 67.6686 |  | General Mechanical | QSOR-0000444
IMME size/duty mark — 160mm | 109.1103 |  | General Mechanical | QSOR-0000445
IMME size/duty mark — 180mm | 165.2718 |  | General Mechanical | QSOR-0000446
IMME size/duty mark — 200mm | 267.1126 |  | General Mechanical | QSOR-0000447
IMME size/duty mark — 225mm | 279.3141 |  | General Mechanical | QSOR-0000448
IMME size/duty mark — 250mm | 427.5725 |  | General Mechanical | QSOR-0000449
IMME size/duty mark — 315mm | 519.5169 |  | General Mechanical | QSOR-0000450
Terminal seal point (end cap) |  | Sub Catergory | General Mechanical
IMME size/duty mark — 25mm | 17.759 |  | General Mechanical | QSOR-0000451
IMME size/duty mark — 32mm | 18.9107 |  | General Mechanical | QSOR-0000452
IMME size/duty mark — 40mm | 19.6476 |  | General Mechanical | QSOR-0000453
IMME size/duty mark — 50mm | 20.3712 |  | General Mechanical | QSOR-0000454
IMME size/duty mark — 56mm | 21.2677 |  | General Mechanical | QSOR-0000455
IMME size/duty mark — 63mm | 23.2443 |  | General Mechanical | QSOR-0000456
IMME size/duty mark — 75mm | 25.1444 |  | General Mechanical | QSOR-0000457
IMME size/duty mark — 90mm | 32.0578 |  | General Mechanical | QSOR-0000458
IMME size/duty mark — 110mm | 40.9294 |  | General Mechanical | QSOR-0000459
IMME size/duty mark — 125mm | 44.1999 |  | General Mechanical | QSOR-0000460
IMME size/duty mark — 160mm | 61.4894 |  | General Mechanical | QSOR-0000461
IMME size/duty mark — 180mm | 71.8516 |  | General Mechanical | QSOR-0000462
IMME size/duty mark — 200mm | 86.4422 |  | General Mechanical | QSOR-0000463
IMME size/duty mark — 225mm | 87.1931 |  | General Mechanical | QSOR-0000464
IMME size/duty mark — 250mm | 109.265 |  | General Mechanical | QSOR-0000465
IMME size/duty mark — 315mm | 132.3038 |  | General Mechanical | QSOR-0000466
Diameter transition interface (reducer) |  | Sub Catergory | General Mechanical
IMME size/duty mark — 56mm | 37.6993 |  | General Mechanical | QSOR-0000467
IMME size/duty mark — 75mm | 44.1933 |  | General Mechanical | QSOR-0000468
IMME size/duty mark — 63 × 32mm | 52.5463 |  | General Mechanical | QSOR-0000469
IMME size/duty mark — 63 × 50mm | 55.5419 |  | General Mechanical | QSOR-0000470
IMME size/duty mark — 90 × 63mm | 60.4182 |  | General Mechanical | QSOR-0000471
IMME size/duty mark — 110 × 90mm | 65.8974 |  | General Mechanical | QSOR-0000472
IMME size/duty mark — 125 × 90mm | 72.1864 |  | General Mechanical | QSOR-0000473
IMME size/duty mark — 125 × 110mm | 79.3027 |  | General Mechanical | QSOR-0000474
IMME size/duty mark — 160 × 110mm | 126.976 |  | General Mechanical | QSOR-0000475
IMME size/duty mark — 180 × 125mm | 138.8611 |  | General Mechanical | QSOR-0000476
IMME size/duty mark — 225 × 160mm | 137.8875 |  | General Mechanical | QSOR-0000477
IMME size/duty mark — 250 × 180mm | 208.7935 |  | General Mechanical | QSOR-0000478
IMME size/duty mark — 315 × 250mm | 253.0701 |  | General Mechanical | QSOR-0000479
Route-change geometry (bend) |  | Sub Catergory | General Mechanical
IMME size/duty mark — 40mm | 22.1517 |  | General Mechanical | QSOR-0000480
IMME size/duty mark — 50mm | 23.5867 |  | General Mechanical | QSOR-0000481
IMME size/duty mark — 56mm | 25.0133 |  | General Mechanical | QSOR-0000482
IMME size/duty mark — 63mm | 26.2834 |  | General Mechanical | QSOR-0000483
IMME size/duty mark — 75mm | 27.6378 |  | General Mechanical | QSOR-0000484
IMME size/duty mark — 90mm | 47.8274 |  | General Mechanical | QSOR-0000485
IMME size/duty mark — 110mm | 53.3138 |  | General Mechanical | QSOR-0000486
IMME size/duty mark — 125mm | 64.963 |  | General Mechanical | QSOR-0000487
IMME size/duty mark — 160mm | 116.8478 |  | General Mechanical | QSOR-0000488
IMME size/duty mark — 180mm | 145.4265 |  | General Mechanical | QSOR-0000489
IMME size/duty mark — 200mm | 207.4209 |  | General Mechanical | QSOR-0000490
IMME size/duty mark — 225mm | 236.3442 |  | General Mechanical | QSOR-0000491
IMME size/duty mark — 250mm | 304.5394 |  | General Mechanical | QSOR-0000492
IMME size/duty mark — 315mm | 396.2227 |  | General Mechanical | QSOR-0000493
Equal branch node (equal tee) |  | Sub Catergory | General Mechanical
IMME size/duty mark — 40mm | 29.0473 |  | General Mechanical | QSOR-0000494
IMME size/duty mark — 50mm | 33.1562 |  | General Mechanical | QSOR-0000495
IMME size/duty mark — 56mm | 33.7529 |  | General Mechanical | QSOR-0000496
IMME size/duty mark — 63mm | 35.5963 |  | General Mechanical | QSOR-0000497
IMME size/duty mark — 75mm | 39.2868 |  | General Mechanical | QSOR-0000498
IMME size/duty mark — 90mm | 53.5013 |  | General Mechanical | QSOR-0000499
IMME size/duty mark — 110mm | 60.7089 |  | General Mechanical | QSOR-0000500
IMME size/duty mark — 125mm | 73.7949 |  | General Mechanical | QSOR-0000501
IMME size/duty mark — 160mm | 153.818 |  | General Mechanical | QSOR-0000502
IMME size/duty mark — 180mm | 169.8712 |  | General Mechanical | QSOR-0000503
IMME size/duty mark — 200mm | 275.0664 |  | General Mechanical | QSOR-0000504
IMME size/duty mark — 250mm | 368.6485 |  | General Mechanical | QSOR-0000505
IMME size/duty mark — 315mm | 499.822 |  | General Mechanical | QSOR-0000506
Stepped branch node (reducing tee/branch) |  | Sub Catergory | General Mechanical
IMME size/duty mark — 50mm | 35.1941 |  | General Mechanical | QSOR-0000507
IMME size/duty mark — 56mm | 36.1802 |  | General Mechanical | QSOR-0000508
IMME size/duty mark — 63mm | 38.1359 |  | General Mechanical | QSOR-0000509
IMME size/duty mark — 75mm | 41.4474 |  | General Mechanical | QSOR-0000510
IMME size/duty mark — 90mm | 57.7972 |  | General Mechanical | QSOR-0000511
IMME size/duty mark — 110mm | 64.9711 |  | General Mechanical | QSOR-0000512
IMME size/duty mark — 125mm | 79.2613 |  | General Mechanical | QSOR-0000513
IMME size/duty mark — 160mm | 162.8565 |  | General Mechanical | QSOR-0000514
IMME size/duty mark — 200mm | 292.6493 |  | General Mechanical | QSOR-0000515
IMME size/duty mark — 250mm | 391.4523 |  | General Mechanical | QSOR-0000516
IMME size/duty mark — 315mm | 529.2408 |  | General Mechanical | QSOR-0000517
IMME HydroRoute MDPE pressure supply system |  | CATERGORY | General Mechanical
Linear service route (pipe) |  | Sub Catergory | General Mechanical
IMME size/duty mark — 20mm | 22.4749 |  | General Mechanical | QSOR-0000518
IMME size/duty mark — 25mm | 24.8478 |  | General Mechanical | QSOR-0000519
IMME size/duty mark — 32mm | 27.231 |  | General Mechanical | QSOR-0000520
IMME size/duty mark — 40mm | 27.8755 |  | General Mechanical | QSOR-0000521
IMME size/duty mark — 50mm | 30.6663 |  | General Mechanical | QSOR-0000522
IMME size/duty mark — 56mm | 34.8215 |  | General Mechanical | QSOR-0000523
IMME size/duty mark — 63mm | 37.1662 |  | General Mechanical | QSOR-0000524
IMME size/duty mark — 75mm | 45.83 |  | General Mechanical | QSOR-0000525
IMME size/duty mark — 90mm | 48.1711 |  | General Mechanical | QSOR-0000526
IMME size/duty mark — 110mm | 52.9715 |  | General Mechanical | QSOR-0000527
IMME size/duty mark — 125mm | 75.0307 |  | General Mechanical | QSOR-0000528
IMME size/duty mark — 160mm | 80.2559 |  | General Mechanical | QSOR-0000529
IMME size/duty mark — 180mm | 101.6519 |  | General Mechanical | QSOR-0000530
IMME size/duty mark — 200mm | 128.8116 |  | General Mechanical | QSOR-0000531
IMME size/duty mark — 225mm | 146.1655 |  | General Mechanical | QSOR-0000532
IMME size/duty mark — 250mm | 177.43 |  | General Mechanical | QSOR-0000533
IMME size/duty mark — 315mm | 228.4664 |  | General Mechanical | QSOR-0000534
Join interface (coupling) |  | Sub Catergory | General Mechanical
IMME size/duty mark — 20mm | 29.4363 |  | General Mechanical | QSOR-0000535
IMME size/duty mark — 25mm | 31.4219 |  | General Mechanical | QSOR-0000536
IMME size/duty mark — 32mm | 33.2507 |  | General Mechanical | QSOR-0000537
IMME size/duty mark — 40mm | 34.4881 |  | General Mechanical | QSOR-0000538
IMME size/duty mark — 50mm | 36.1279 |  | General Mechanical | QSOR-0000539
IMME size/duty mark — 56mm | 39.2597 |  | General Mechanical | QSOR-0000540
IMME size/duty mark — 63mm | 43.0634 |  | General Mechanical | QSOR-0000541
IMME size/duty mark — 90mm | 43.9964 |  | General Mechanical | QSOR-0000542
IMME size/duty mark — 110mm | 43.9433 |  | General Mechanical | QSOR-0000543
IMME size/duty mark — 125mm | 72.2969 |  | General Mechanical | QSOR-0000544
IMME size/duty mark — 160mm | 65.3307 |  | General Mechanical | QSOR-0000545
IMME size/duty mark — 180mm | 145.3533 |  | General Mechanical | QSOR-0000546
IMME size/duty mark — 200mm | 253.8776 |  | General Mechanical | QSOR-0000547
IMME size/duty mark — 225mm | 245.916 |  | General Mechanical | QSOR-0000548
IMME size/duty mark — 250mm | 405.6484 |  | General Mechanical | QSOR-0000549
IMME size/duty mark — 315mm | 492.6794 |  | General Mechanical | QSOR-0000550
Terminal seal point (end cap) |  | Sub Catergory | General Mechanical
IMME size/duty mark — 25mm | 15.7516 |  | General Mechanical | QSOR-0000551
IMME size/duty mark — 32mm | 16.7113 |  | General Mechanical | QSOR-0000552
IMME size/duty mark — 40mm | 18.2965 |  | General Mechanical | QSOR-0000553
IMME size/duty mark — 50mm | 19.9837 |  | General Mechanical | QSOR-0000554
IMME size/duty mark — 56mm | 20.8794 |  | General Mechanical | QSOR-0000555
IMME size/duty mark — 63mm | 21.5585 |  | General Mechanical | QSOR-0000556
IMME size/duty mark — 75mm | 23.3717 |  | General Mechanical | QSOR-0000557
IMME size/duty mark — 90mm | 25.6209 |  | General Mechanical | QSOR-0000558
IMME size/duty mark — 110mm | 28.7629 |  | General Mechanical | QSOR-0000559
IMME size/duty mark — 125mm | 34.5483 |  | General Mechanical | QSOR-0000560
IMME size/duty mark — 160mm | 58.4096 |  | General Mechanical | QSOR-0000561
IMME size/duty mark — 180mm | 63.5852 |  | General Mechanical | QSOR-0000562
IMME size/duty mark — 200mm | 81.7637 |  | General Mechanical | QSOR-0000563
IMME size/duty mark — 225mm | 98.3514 |  | General Mechanical | QSOR-0000564
IMME size/duty mark — 250mm | 102.5819 |  | General Mechanical | QSOR-0000565
IMME size/duty mark — 315mm | 125.1939 |  | General Mechanical | QSOR-0000566
Diameter transition interface (reducer) |  | Sub Catergory | General Mechanical
IMME size/duty mark — 56mm | 35.1091 |  | General Mechanical | QSOR-0000567
IMME size/duty mark — 75mm | 40.828 |  | General Mechanical | QSOR-0000568
IMME size/duty mark — 63 × 32mm | 43.0988 |  | General Mechanical | QSOR-0000569
IMME size/duty mark — 63 × 50mm | 44.9741 |  | General Mechanical | QSOR-0000570
IMME size/duty mark — 90 × 63mm | 47.0844 |  | General Mechanical | QSOR-0000571
IMME size/duty mark — 110 × 90mm | 47.419 |  | General Mechanical | QSOR-0000572
IMME size/duty mark — 125 × 90mm | 89.056 |  | General Mechanical | QSOR-0000573
IMME size/duty mark — 125 × 110mm | 93.445 |  | General Mechanical | QSOR-0000574
IMME size/duty mark — 160 × 110mm | 98.1484 |  | General Mechanical | QSOR-0000575
IMME size/duty mark — 180 × 125mm | 101.8636 |  | General Mechanical | QSOR-0000576
IMME size/duty mark — 225 × 160mm | 125.21 |  | General Mechanical | QSOR-0000577
IMME size/duty mark — 250 × 180mm | 242.4367 |  | General Mechanical | QSOR-0000578
IMME size/duty mark — 315 × 250mm | 263.8584 |  | General Mechanical | QSOR-0000579
Route-change geometry (bend) |  | Sub Catergory | General Mechanical
IMME size/duty mark — 40mm | 29.1798 |  | General Mechanical | QSOR-0000580
IMME size/duty mark — 50mm | 30.6752 |  | General Mechanical | QSOR-0000581
IMME size/duty mark — 56mm | 41.5282 |  | General Mechanical | QSOR-0000582
IMME size/duty mark — 63mm | 47.1776 |  | General Mechanical | QSOR-0000583
IMME size/duty mark — 75mm | 53.2191 |  | General Mechanical | QSOR-0000584
IMME size/duty mark — 90mm | 58.4352 |  | General Mechanical | QSOR-0000585
IMME size/duty mark — 110mm | 63.9808 |  | General Mechanical | QSOR-0000586
IMME size/duty mark — 125mm | 78.1151 |  | General Mechanical | QSOR-0000587
IMME size/duty mark — 160mm | 90.8801 |  | General Mechanical | QSOR-0000588
IMME size/duty mark — 180mm | 168.4101 |  | General Mechanical | QSOR-0000589
IMME size/duty mark — 200mm | 195.6792 |  | General Mechanical | QSOR-0000590
IMME size/duty mark — 225mm | 206.6962 |  | General Mechanical | QSOR-0000591
IMME size/duty mark — 250mm | 286.5844 |  | General Mechanical | QSOR-0000592
IMME size/duty mark — 315mm | 376.0804 |  | General Mechanical | QSOR-0000593
Equal branch node (equal tee) |  | Sub Catergory | General Mechanical
IMME size/duty mark — 40mm | 27.5771 |  | General Mechanical | QSOR-0000594
IMME size/duty mark — 50mm | 31.5826 |  | General Mechanical | QSOR-0000595
IMME size/duty mark — 56mm | 32.1476 |  | General Mechanical | QSOR-0000596
IMME size/duty mark — 63mm | 34.1802 |  | General Mechanical | QSOR-0000597
IMME size/duty mark — 75mm | 37.1192 |  | General Mechanical | QSOR-0000598
IMME size/duty mark — 90mm | 50.5255 |  | General Mechanical | QSOR-0000599
IMME size/duty mark — 110mm | 56.9142 |  | General Mechanical | QSOR-0000600
IMME size/duty mark — 125mm | 69.1902 |  | General Mechanical | QSOR-0000601
IMME size/duty mark — 160mm | 145.5305 |  | General Mechanical | QSOR-0000602
IMME size/duty mark — 180mm | 149.9844 |  | General Mechanical | QSOR-0000603
IMME size/duty mark — 200mm | 260.8792 |  | General Mechanical | QSOR-0000604
IMME size/duty mark — 250mm | 350.6406 |  | General Mechanical | QSOR-0000605
IMME size/duty mark — 315mm | 478.9054 |  | General Mechanical | QSOR-0000606
Stepped branch node (reducing tee/branch) |  | Sub Catergory | General Mechanical
IMME size/duty mark — 50mm | 33.2033 |  | General Mechanical | QSOR-0000607
IMME size/duty mark — 56mm | 33.9851 |  | General Mechanical | QSOR-0000608
IMME size/duty mark — 63mm | 35.7753 |  | General Mechanical | QSOR-0000609
IMME size/duty mark — 75mm | 39.5683 |  | General Mechanical | QSOR-0000610
IMME size/duty mark — 90mm | 53.8326 |  | General Mechanical | QSOR-0000611
IMME size/duty mark — 110mm | 60.8091 |  | General Mechanical | QSOR-0000612
IMME size/duty mark — 125mm | 74.2585 |  | General Mechanical | QSOR-0000613
IMME size/duty mark — 160mm | 154.1273 |  | General Mechanical | QSOR-0000614
IMME size/duty mark — 200mm | 277.528 |  | General Mechanical | QSOR-0000615
IMME size/duty mark — 250mm | 371.694 |  | General Mechanical | QSOR-0000616
IMME size/duty mark — 315mm | 502.42 |  | General Mechanical | QSOR-0000617
IMME WasteFlow ABS waste + vent system |  | CATERGORY | General Mechanical
Waste service route (waste pipe) |  | Sub Catergory | General Mechanical
IMME size/duty mark — 32mm | 16.2064 |  | General Mechanical | QSOR-0000618
IMME size/duty mark — 40mm | 18.9776 |  | General Mechanical | QSOR-0000619
IMME size/duty mark — 50mm | 26.279 |  | General Mechanical | QSOR-0000620
IMME size/duty mark — 53mm | 42.5829 |  | General Mechanical | QSOR-0000621
IMME size/duty mark — 68mm | 45.3197 |  | General Mechanical | QSOR-0000622
IMME size/duty mark — 75mm | 47.8354 |  | General Mechanical | QSOR-0000623
IMME size/duty mark — 82mm | 51.8338 |  | General Mechanical | QSOR-0000624
IMME size/duty mark — 100mm | 60.4108 |  | General Mechanical | QSOR-0000625
IMME size/duty mark — 150mm | 73.2325 |  | General Mechanical | QSOR-0000626
Inspection route section (access pipe) |  | Sub Catergory | General Mechanical
IMME size/duty mark — 62mm | 47.6456 |  | General Mechanical | QSOR-0000627
IMME size/duty mark — 75mm | 49.8225 |  | General Mechanical | QSOR-0000628
IMME size/duty mark — 82mm | 64.8826 |  | General Mechanical | QSOR-0000629
Line retaining support (pipe clip) |  | Sub Catergory | General Mechanical
IMME size/duty mark — 32mm | 8.3895 |  | General Mechanical | QSOR-0000630
IMME size/duty mark — 40mm | 12.3488 |  | General Mechanical | QSOR-0000631
IMME size/duty mark — 50mm | 13.9699 |  | General Mechanical | QSOR-0000632
IMME size/duty mark — 53mm | 21.5615 |  | General Mechanical | QSOR-0000633
IMME size/duty mark — 68mm | 23.6718 |  | General Mechanical | QSOR-0000634
IMME size/duty mark — 75mm | 27.0445 |  | General Mechanical | QSOR-0000635
IMME size/duty mark — 82mm | 28.1041 |  | General Mechanical | QSOR-0000636
IMME size/duty mark — 100mm | 29.7871 |  | General Mechanical | QSOR-0000637
IMME size/duty mark — 150mm | 30.0873 |  | General Mechanical | QSOR-0000638
Inspection closure point (access plug) |  | Sub Catergory | General Mechanical
IMME size/duty mark — 32mm | 18.5017 |  | General Mechanical | QSOR-0000639
IMME size/duty mark — 40mm | 18.5458 |  | General Mechanical | QSOR-0000640
IMME size/duty mark — 50mm | 25.4118 |  | General Mechanical | QSOR-0000641
Join interfaces (couplings) |  | Sub Catergory | General Mechanical
IMME size/duty mark — 32mm | 20.4921 |  | General Mechanical | QSOR-0000642
IMME size/duty mark — 40mm | 21.7405 |  | General Mechanical | QSOR-0000643
IMME size/duty mark — 50mm | 31.3675 |  | General Mechanical | QSOR-0000644
IMME size/duty mark — 62mm | 46.899 |  | General Mechanical | QSOR-0000645
IMME size/duty mark — 75mm | 51.4248 |  | General Mechanical | QSOR-0000646
IMME size/duty mark — 82mm | 56.4461 |  | General Mechanical | QSOR-0000647
Demountable join interface (union) |  | Sub Catergory | General Mechanical
IMME size/duty mark — 32mm | 33.6429 |  | General Mechanical | QSOR-0000648
IMME size/duty mark — 40mm | 37.7506 |  | General Mechanical | QSOR-0000649
IMME size/duty mark — 50mm | 41.1835 |  | General Mechanical | QSOR-0000650
IMME size/duty mark — 75mm | 44.4308 |  | General Mechanical | QSOR-0000651
IMME size/duty mark — 100mm | 48.6161 |  | General Mechanical | QSOR-0000652
IMME size/duty mark — 150mm | 50.1878 |  | General Mechanical | QSOR-0000653
Socket transition interface (socket) |  | Sub Catergory | General Mechanical
IMME size/duty mark — 32 × 19mm | 27.7016 |  | General Mechanical | QSOR-0000654
IMME size/duty mark — 40 × 32mm | 30.5931 |  | General Mechanical | QSOR-0000655
IMME size/duty mark — 50 × 32mm | 32.2689 |  | General Mechanical | QSOR-0000656
IMME size/duty mark — 50 × 40mm | 33.6769 |  | General Mechanical | QSOR-0000657
IMME size/duty mark — 62mm to 68mm | 52.5618 |  | General Mechanical | QSOR-0000658
IMME size/duty mark — 75mm to 82mm | 63.3982 |  | General Mechanical | QSOR-0000659
Route-change geometry (bend) |  | Sub Catergory | General Mechanical
IMME size/duty mark — 32mm | 16.7808 |  | General Mechanical | QSOR-0000660
IMME size/duty mark — 40mm | 17.4409 |  | General Mechanical | QSOR-0000661
IMME size/duty mark — 50mm | 26.0736 |  | General Mechanical | QSOR-0000662
IMME size/duty mark — 53mm | 32.1562 |  | General Mechanical | QSOR-0000663
IMME size/duty mark — 62mm | 58.8717 |  | General Mechanical | QSOR-0000664
IMME size/duty mark — 68mm | 63.7421 |  | General Mechanical | QSOR-0000665
IMME size/duty mark — 75mm | 70.9903 |  | General Mechanical | QSOR-0000666
IMME size/duty mark — 82mm | 78.3898 |  | General Mechanical | QSOR-0000667
Swept branch node (swept tee) |  | Sub Catergory | General Mechanical
IMME size/duty mark — 32mm | 29.9939 |  | General Mechanical | QSOR-0000668
IMME size/duty mark — 40mm | 31.5484 |  | General Mechanical | QSOR-0000669
IMME size/duty mark — 50mm | 33.5139 |  | General Mechanical | QSOR-0000670
Foot outlet transition (shoe) |  | Sub Catergory | General Mechanical
IMME size/duty mark — 53mm | 13.4941 |  | General Mechanical | QSOR-0000671
IMME size/duty mark — 62mm | 15.2961 |  | General Mechanical | QSOR-0000672
IMME size/duty mark — 68mm | 16.6279 |  | General Mechanical | QSOR-0000673
IMME size/duty mark — 75mm | 21.28 |  | General Mechanical | QSOR-0000674
IMME size/duty mark — 82mm | 23.885 |  | General Mechanical | QSOR-0000675
IMME size/duty mark — 110mm | 37.863 |  | General Mechanical | QSOR-0000676
Branch node fittings (branch) |  | Sub Catergory | General Mechanical
IMME size/duty mark — 62mm | 88.5621 |  | General Mechanical | QSOR-0000677
IMME size/duty mark — 68mm | 96.8495 |  | General Mechanical | QSOR-0000678
IMME size/duty mark — 75mm | 106.3732 |  | General Mechanical | QSOR-0000679
IMME size/duty mark — 82mm | 117.0526 |  | General Mechanical | QSOR-0000680
Threaded metal adapter (male/female iron adaptor) |  | Sub Catergory | General Mechanical
IMME size/duty mark — 32mm | 28.4365 |  | General Mechanical | QSOR-0000681
IMME size/duty mark — 40mm | 29.4163 |  | General Mechanical | QSOR-0000682
IMME size/duty mark — 50mm | 35.0755 |  | General Mechanical | QSOR-0000683
Nut-lock transition (nut adaptor) |  | Sub Catergory | General Mechanical
IMME size/duty mark — 32mm | 25.4099 |  | General Mechanical | QSOR-0000684
IMME size/duty mark — 40mm | 27.3833 |  | General Mechanical | QSOR-0000685
Line stop point (stop end) |  | Sub Catergory | General Mechanical
IMME size/duty mark — 75mm | 15.9668 |  | General Mechanical | QSOR-0000686
IMME size/duty mark — 100mm | 18.3636 |  | General Mechanical | QSOR-0000687
IMME size/duty mark — 150mm | 19.0351 |  | General Mechanical | QSOR-0000688
Angular route interface (angle) |  | Sub Catergory | General Mechanical
IMME size/duty mark — 75mm | 22.5489 |  | General Mechanical | QSOR-0000689
IMME size/duty mark — 100mm | 26.9043 |  | General Mechanical | QSOR-0000690
IMME size/duty mark — 150mm | 46.9808 |  | General Mechanical | QSOR-0000691
Roof discharge interface (roof outlet) |  | Sub Catergory | General Mechanical
IMME size/duty mark — 50mm | 96.6532 |  | General Mechanical | QSOR-0000692
IMME size/duty mark — 62mm | 106.2873 |  | General Mechanical | QSOR-0000693
IMME size/duty mark — 68mm | 117.1905 |  | General Mechanical | QSOR-0000694
IMME size/duty mark — 75mm | 128.7195 |  | General Mechanical | QSOR-0000695
IMME size/duty mark — 82mm | 141.926 |  | General Mechanical | QSOR-0000696
IMME size/duty mark — 100mm | 169.8526 |  | General Mechanical | QSOR-0000697
IMME size/duty mark — 150mm | 203.0161 |  | General Mechanical | QSOR-0000698
IMME RainWaste MuPVC internal drainage system |  | CATERGORY | General Mechanical
Waste service route (waste pipe) |  | Sub Catergory | General Mechanical
IMME size/duty mark — 32mm | 15.7307 |  | General Mechanical | QSOR-0000699
IMME size/duty mark — 40mm | 18.3888 |  | General Mechanical | QSOR-0000700
IMME size/duty mark — 50mm | 21.7665 |  | General Mechanical | QSOR-0000701
IMME size/duty mark — 53mm | 37.7534 |  | General Mechanical | QSOR-0000702
IMME size/duty mark — 68mm | 39.6789 |  | General Mechanical | QSOR-0000703
IMME size/duty mark — 75mm | 40.4674 |  | General Mechanical | QSOR-0000704
IMME size/duty mark — 82mm | 43.7086 |  | General Mechanical | QSOR-0000705
IMME size/duty mark — 100mm | 49.7787 |  | General Mechanical | QSOR-0000706
IMME size/duty mark — 150mm | 60.787 |  | General Mechanical | QSOR-0000707
Inspection route section (access pipe) |  | Sub Catergory | General Mechanical
IMME size/duty mark — 62mm | 45.9007 |  | General Mechanical | QSOR-0000708
IMME size/duty mark — 75mm | 48.2045 |  | General Mechanical | QSOR-0000709
IMME size/duty mark — 82mm | 69.6254 |  | General Mechanical | QSOR-0000710
Line retaining support (pipe clip) |  | Sub Catergory | General Mechanical
IMME size/duty mark — 32mm | 9.6301 |  | General Mechanical | QSOR-0000711
IMME size/duty mark — 40mm | 9.682 |  | General Mechanical | QSOR-0000712
IMME size/duty mark — 50mm | 10.6361 |  | General Mechanical | QSOR-0000713
IMME size/duty mark — 53mm | 14.3794 |  | General Mechanical | QSOR-0000714
IMME size/duty mark — 68mm | 16.8464 |  | General Mechanical | QSOR-0000715
IMME size/duty mark — 75mm | 15.4822 |  | General Mechanical | QSOR-0000716
IMME size/duty mark — 82mm | 27.4091 |  | General Mechanical | QSOR-0000717
IMME size/duty mark — 100mm | 29.6262 |  | General Mechanical | QSOR-0000718
IMME size/duty mark — 150mm | 32.315 |  | General Mechanical | QSOR-0000719
Inspection closure point (access plug) |  | Sub Catergory | General Mechanical
IMME size/duty mark — 32mm | 14.5461 |  | General Mechanical | QSOR-0000720
IMME size/duty mark — 40mm | 14.6165 |  | General Mechanical | QSOR-0000721
IMME size/duty mark — 50mm | 20.0186 |  | General Mechanical | QSOR-0000722
Join interfaces (couplings) |  | Sub Catergory | General Mechanical
IMME size/duty mark — 32mm | 18.3504 |  | General Mechanical | QSOR-0000723
IMME size/duty mark — 40mm | 19.6233 |  | General Mechanical | QSOR-0000724
IMME size/duty mark — 50mm | 22.3412 |  | General Mechanical | QSOR-0000725
IMME size/duty mark — 62mm | 26.6545 |  | General Mechanical | QSOR-0000726
IMME size/duty mark — 75mm | 29.6253 |  | General Mechanical | QSOR-0000727
IMME size/duty mark — 82mm | 35.0034 |  | General Mechanical | QSOR-0000728
Demountable join interface (union) |  | Sub Catergory | General Mechanical
IMME size/duty mark — 32mm | 28.4212 |  | General Mechanical | QSOR-0000729
IMME size/duty mark — 40mm | 32.1548 |  | General Mechanical | QSOR-0000730
IMME size/duty mark — 50mm | 34.9655 |  | General Mechanical | QSOR-0000731
IMME size/duty mark — 75mm | 35.1482 |  | General Mechanical | QSOR-0000732
IMME size/duty mark — 100mm | 39.1021 |  | General Mechanical | QSOR-0000733
IMME size/duty mark — 150mm | 40.2534 |  | General Mechanical | QSOR-0000734
Socket transition interface (socket) |  | Sub Catergory | General Mechanical
IMME size/duty mark — 32 × 19mm | 20.9646 |  | General Mechanical | QSOR-0000735
IMME size/duty mark — 40 × 32mm | 22.0365 |  | General Mechanical | QSOR-0000736
IMME size/duty mark — 50 × 32mm | 22.5889 |  | General Mechanical | QSOR-0000737
IMME size/duty mark — 50 × 40mm | 22.675 |  | General Mechanical | QSOR-0000738
IMME size/duty mark — 62mm to 68mm | 30.9843 |  | General Mechanical | QSOR-0000739
IMME size/duty mark — 75mm to 82mm | 36.705 |  | General Mechanical | QSOR-0000740
Route-change geometry (bend) |  | Sub Catergory | General Mechanical
IMME size/duty mark — 32mm | 16.2588 |  | General Mechanical | QSOR-0000741
IMME size/duty mark — 40mm | 16.9789 |  | General Mechanical | QSOR-0000742
IMME size/duty mark — 50mm | 17.4985 |  | General Mechanical | QSOR-0000743
IMME size/duty mark — 53mm | 23.8478 |  | General Mechanical | QSOR-0000744
IMME size/duty mark — 62mm | 32.5872 |  | General Mechanical | QSOR-0000745
IMME size/duty mark — 68mm | 36.5318 |  | General Mechanical | QSOR-0000746
IMME size/duty mark — 75mm | 41.5615 |  | General Mechanical | QSOR-0000747
IMME size/duty mark — 82mm | 55.2377 |  | General Mechanical | QSOR-0000748
Swept branch node (swept tee) |  | Sub Catergory | General Mechanical
IMME size/duty mark — 32mm | 23.631 |  | General Mechanical | QSOR-0000749
IMME size/duty mark — 40mm | 24.9486 |  | General Mechanical | QSOR-0000750
IMME size/duty mark — 50mm | 26.7664 |  | General Mechanical | QSOR-0000751
Foot outlet transition (shoe) |  | Sub Catergory | General Mechanical
IMME size/duty mark — 53mm | 12.3517 |  | General Mechanical | QSOR-0000752
IMME size/duty mark — 62mm | 13.432 |  | General Mechanical | QSOR-0000753
IMME size/duty mark — 68mm | 15.5096 |  | General Mechanical | QSOR-0000754
IMME size/duty mark — 75mm | 17.7809 |  | General Mechanical | QSOR-0000755
IMME size/duty mark — 82mm | 25.5309 |  | General Mechanical | QSOR-0000756
IMME size/duty mark — 110mm | 34.5034 |  | General Mechanical | QSOR-0000757
Branch node fittings (branch) |  | Sub Catergory | General Mechanical
IMME size/duty mark — 62mm | 51.1391 |  | General Mechanical | QSOR-0000758
IMME size/duty mark — 68mm | 69.1735 |  | General Mechanical | QSOR-0000759
IMME size/duty mark — 75mm | 88.3926 |  | General Mechanical | QSOR-0000760
IMME size/duty mark — 82mm | 94.721 |  | General Mechanical | QSOR-0000761
Threaded metal adapter (male/female iron adaptor) |  | Sub Catergory | General Mechanical
IMME size/duty mark — 32mm | 22.661 |  | General Mechanical | QSOR-0000762
IMME size/duty mark — 40mm | 23.3602 |  | General Mechanical | QSOR-0000763
IMME size/duty mark — 50mm | 27.7051 |  | General Mechanical | QSOR-0000764
Nut-lock transition (nut adaptor) |  | Sub Catergory | General Mechanical
IMME size/duty mark — 32mm | 20.3334 |  | General Mechanical | QSOR-0000765
IMME size/duty mark — 40mm | 20.4138 |  | General Mechanical | QSOR-0000766
Line stop point (stop end) |  | Sub Catergory | General Mechanical
IMME size/duty mark — 75mm | 14.8464 |  | General Mechanical | QSOR-0000767
IMME size/duty mark — 100mm | 17.3309 |  | General Mechanical | QSOR-0000768
IMME size/duty mark — 150mm | 17.8722 |  | General Mechanical | QSOR-0000769
Angular route interface (angle) |  | Sub Catergory | General Mechanical
IMME size/duty mark — 75mm | 21.333 |  | General Mechanical | QSOR-0000770
IMME size/duty mark — 100mm | 25.9747 |  | General Mechanical | QSOR-0000771
IMME size/duty mark — 150mm | 39.5472 |  | General Mechanical | QSOR-0000772
Roof discharge interface (roof outlet) |  | Sub Catergory | General Mechanical
IMME size/duty mark — 50mm | 84.1498 |  | General Mechanical | QSOR-0000773
IMME size/duty mark — 62mm | 86.9853 |  | General Mechanical | QSOR-0000774
IMME size/duty mark — 68mm | 115.3923 |  | General Mechanical | QSOR-0000775
IMME size/duty mark — 75mm | 132.3 |  | General Mechanical | QSOR-0000776
IMME size/duty mark — 82mm | 145.4453 |  | General Mechanical | QSOR-0000777
IMME size/duty mark — 100mm | 152.3801 |  | General Mechanical | QSOR-0000778
IMME size/duty mark — 150mm | 183.7852 |  | General Mechanical | QSOR-0000779
IMME WeldFlow PVC-u solvent-jointed system |  | CATERGORY | General Mechanical
Waste service route (waste pipe) |  | Sub Catergory | General Mechanical
IMME size/duty mark — 32mm | 14.9876 |  | General Mechanical | QSOR-0000780
IMME size/duty mark — 40mm | 17.333 |  | General Mechanical | QSOR-0000781
IMME size/duty mark — 50mm | 17.4333 |  | General Mechanical | QSOR-0000782
IMME size/duty mark — 53mm | 35.9075 |  | General Mechanical | QSOR-0000783
IMME size/duty mark — 68mm | 37.6263 |  | General Mechanical | QSOR-0000784
IMME size/duty mark — 75mm | 38.1116 |  | General Mechanical | QSOR-0000785
IMME size/duty mark — 82mm | 41.2863 |  | General Mechanical | QSOR-0000786
IMME size/duty mark — 100mm | 47.1881 |  | General Mechanical | QSOR-0000787
IMME size/duty mark — 150mm | 57.1909 |  | General Mechanical | QSOR-0000788
Inspection route section (access pipe) |  | Sub Catergory | General Mechanical
IMME size/duty mark — 62mm | 43.3661 |  | General Mechanical | QSOR-0000789
IMME size/duty mark — 75mm | 45.3993 |  | General Mechanical | QSOR-0000790
IMME size/duty mark — 82mm | 66.0314 |  | General Mechanical | QSOR-0000791
Line retaining support (pipe clip) |  | Sub Catergory | General Mechanical
IMME size/duty mark — 32mm | 9.0311 |  | General Mechanical | QSOR-0000792
IMME size/duty mark — 40mm | 9.1374 |  | General Mechanical | QSOR-0000793
IMME size/duty mark — 50mm | 9.3679 |  | General Mechanical | QSOR-0000794
IMME size/duty mark — 53mm | 13.2396 |  | General Mechanical | QSOR-0000795
IMME size/duty mark — 68mm | 15.626 |  | General Mechanical | QSOR-0000796
IMME size/duty mark — 75mm | 16.9965 |  | General Mechanical | QSOR-0000797
IMME size/duty mark — 82mm | 19.0764 |  | General Mechanical | QSOR-0000798
IMME size/duty mark — 100mm | 18.5329 |  | General Mechanical | QSOR-0000799
IMME size/duty mark — 150mm | 22.5761 |  | General Mechanical | QSOR-0000800
Inspection closure point (access plug) |  | Sub Catergory | General Mechanical
IMME size/duty mark — 32mm | 13.6474 |  | General Mechanical | QSOR-0000801
IMME size/duty mark — 40mm | 13.7271 |  | General Mechanical | QSOR-0000802
IMME size/duty mark — 50mm | 18.8236 |  | General Mechanical | QSOR-0000803
Join interfaces (couplings) |  | Sub Catergory | General Mechanical
IMME size/duty mark — 32mm | 17.08 |  | General Mechanical | QSOR-0000804
IMME size/duty mark — 40mm | 18.3075 |  | General Mechanical | QSOR-0000805
IMME size/duty mark — 50mm | 20.6963 |  | General Mechanical | QSOR-0000806
IMME size/duty mark — 62mm | 24.2843 |  | General Mechanical | QSOR-0000807
IMME size/duty mark — 75mm | 27.0289 |  | General Mechanical | QSOR-0000808
IMME size/duty mark — 82mm | 32.3559 |  | General Mechanical | QSOR-0000809
Demountable join interface (union) |  | Sub Catergory | General Mechanical
IMME size/duty mark — 32mm | 26.7489 |  | General Mechanical | QSOR-0000810
IMME size/duty mark — 40mm | 30.3256 |  | General Mechanical | QSOR-0000811
IMME size/duty mark — 50mm | 33.0095 |  | General Mechanical | QSOR-0000812
IMME size/duty mark — 75mm | 35.0342 |  | General Mechanical | QSOR-0000813
IMME size/duty mark — 100mm | 38.9941 |  | General Mechanical | QSOR-0000814
IMME size/duty mark — 150mm | 48.2814 |  | General Mechanical | QSOR-0000815
Socket transition interface (socket) |  | Sub Catergory | General Mechanical
IMME size/duty mark — 32 × 19mm | 19.5484 |  | General Mechanical | QSOR-0000816
IMME size/duty mark — 40 × 32mm | 19.6509 |  | General Mechanical | QSOR-0000817
IMME size/duty mark — 50 × 32mm | 20.129 |  | General Mechanical | QSOR-0000818
IMME size/duty mark — 50 × 40mm | 21.2694 |  | General Mechanical | QSOR-0000819
IMME size/duty mark — 62mm to 68mm | 28.1768 |  | General Mechanical | QSOR-0000820
IMME size/duty mark — 75mm to 82mm | 33.3594 |  | General Mechanical | QSOR-0000821
Route-change geometry (bend) |  | Sub Catergory | General Mechanical
IMME size/duty mark — 32mm | 15.4502 |  | General Mechanical | QSOR-0000822
IMME size/duty mark — 40mm | 16.2392 |  | General Mechanical | QSOR-0000823
IMME size/duty mark — 50mm | 16.9186 |  | General Mechanical | QSOR-0000824
IMME size/duty mark — 53mm | 21.8307 |  | General Mechanical | QSOR-0000825
IMME size/duty mark — 62mm | 29.5478 |  | General Mechanical | QSOR-0000826
IMME size/duty mark — 68mm | 31.7092 |  | General Mechanical | QSOR-0000827
IMME size/duty mark — 75mm | 37.7558 |  | General Mechanical | QSOR-0000828
IMME size/duty mark — 82mm | 50.8079 |  | General Mechanical | QSOR-0000829
Swept branch node (swept tee) |  | Sub Catergory | General Mechanical
IMME size/duty mark — 32mm | 22.0712 |  | General Mechanical | QSOR-0000830
IMME size/duty mark — 40mm | 23.2783 |  | General Mechanical | QSOR-0000831
IMME size/duty mark — 50mm | 25.7813 |  | General Mechanical | QSOR-0000832
Foot outlet transition (shoe) |  | Sub Catergory | General Mechanical
IMME size/duty mark — 53mm | 11.6723 |  | General Mechanical | QSOR-0000833
IMME size/duty mark — 62mm | 13.6541 |  | General Mechanical | QSOR-0000834
IMME size/duty mark — 68mm | 14.7296 |  | General Mechanical | QSOR-0000835
IMME size/duty mark — 75mm | 18.3144 |  | General Mechanical | QSOR-0000836
IMME size/duty mark — 82mm | 24.3653 |  | General Mechanical | QSOR-0000837
IMME size/duty mark — 110mm | 32.5626 |  | General Mechanical | QSOR-0000838
Branch node fittings (branch) |  | Sub Catergory | General Mechanical
IMME size/duty mark — 62mm | 46.3246 |  | General Mechanical | QSOR-0000839
IMME size/duty mark — 68mm | 63.902 |  | General Mechanical | QSOR-0000840
IMME size/duty mark — 75mm | 83.4213 |  | General Mechanical | QSOR-0000841
IMME size/duty mark — 82mm | 90.8536 |  | General Mechanical | QSOR-0000842
Threaded metal adapter (male/female iron adaptor) |  | Sub Catergory | General Mechanical
IMME size/duty mark — 32mm | 21.2112 |  | General Mechanical | QSOR-0000843
IMME size/duty mark — 40mm | 21.8903 |  | General Mechanical | QSOR-0000844
IMME size/duty mark — 50mm | 26.0833 |  | General Mechanical | QSOR-0000845
Nut-lock transition (nut adaptor) |  | Sub Catergory | General Mechanical
IMME size/duty mark — 32mm | 19.0964 |  | General Mechanical | QSOR-0000846
IMME size/duty mark — 40mm | 19.0768 |  | General Mechanical | QSOR-0000847
Line stop point (stop end) |  | Sub Catergory | General Mechanical
IMME size/duty mark — 75mm | 14.4995 |  | General Mechanical | QSOR-0000848
IMME size/duty mark — 100mm | 16.9713 |  | General Mechanical | QSOR-0000849
IMME size/duty mark — 150mm | 17.4632 |  | General Mechanical | QSOR-0000850
Angular route interface (angle) |  | Sub Catergory | General Mechanical
IMME size/duty mark — 75mm | 20.7837 |  | General Mechanical | QSOR-0000851
IMME size/duty mark — 100mm | 24.9457 |  | General Mechanical | QSOR-0000852
IMME size/duty mark — 150mm | 37.0359 |  | General Mechanical | QSOR-0000853
Roof discharge interface (roof outlet) |  | Sub Catergory | General Mechanical
IMME size/duty mark — 50mm | 78.8132 |  | General Mechanical | QSOR-0000854
IMME size/duty mark — 62mm | 80.9706 |  | General Mechanical | QSOR-0000855
IMME size/duty mark — 68mm | 108.6429 |  | General Mechanical | QSOR-0000856
IMME size/duty mark — 75mm | 126.1103 |  | General Mechanical | QSOR-0000857
IMME size/duty mark — 82mm | 124.2025 |  | General Mechanical | QSOR-0000858
IMME size/duty mark — 100mm | 134.6177 |  | General Mechanical | QSOR-0000859
IMME size/duty mark — 150mm | 160.9241 |  | General Mechanical | QSOR-0000860
IMME RainWaste PVC carrier system |  | CATERGORY | General Mechanical
Waste service route (waste pipe) |  | Sub Catergory | General Mechanical
IMME size/duty mark — 32mm | 14.3434 |  | General Mechanical | QSOR-0000861
IMME size/duty mark — 40mm | 16.5098 |  | General Mechanical | QSOR-0000862
IMME size/duty mark — 50mm | 16.8784 |  | General Mechanical | QSOR-0000863
IMME size/duty mark — 53mm | 34.313 |  | General Mechanical | QSOR-0000864
IMME size/duty mark — 68mm | 35.8493 |  | General Mechanical | QSOR-0000865
IMME size/duty mark — 75mm | 36.1407 |  | General Mechanical | QSOR-0000866
IMME size/duty mark — 82mm | 39.2311 |  | General Mechanical | QSOR-0000867
IMME size/duty mark — 100mm | 44.7343 |  | General Mechanical | QSOR-0000868
IMME size/duty mark — 150mm | 54.1623 |  | General Mechanical | QSOR-0000869
Inspection route section (access pipe) |  | Sub Catergory | General Mechanical
IMME size/duty mark — 62mm | 41.3685 |  | General Mechanical | QSOR-0000870
IMME size/duty mark — 75mm | 43.0831 |  | General Mechanical | QSOR-0000871
IMME size/duty mark — 82mm | 62.8491 |  | General Mechanical | QSOR-0000872
Line retaining support (pipe clip) |  | Sub Catergory | General Mechanical
IMME size/duty mark — 32mm | 6.6084 |  | General Mechanical | QSOR-0000873
IMME size/duty mark — 40mm | 8.571 |  | General Mechanical | QSOR-0000874
IMME size/duty mark — 50mm | 7.5973 |  | General Mechanical | QSOR-0000875
IMME size/duty mark — 53mm | 12.3114 |  | General Mechanical | QSOR-0000876
IMME size/duty mark — 68mm | 14.5332 |  | General Mechanical | QSOR-0000877
IMME size/duty mark — 75mm | 14.9906 |  | General Mechanical | QSOR-0000878
IMME size/duty mark — 82mm | 16.5219 |  | General Mechanical | QSOR-0000879
IMME size/duty mark — 100mm | 17.8685 |  | General Mechanical | QSOR-0000880
IMME size/duty mark — 150mm | 19.5119 |  | General Mechanical | QSOR-0000881
Inspection closure point (access plug) |  | Sub Catergory | General Mechanical
IMME size/duty mark — 32mm | 12.8534 |  | General Mechanical | QSOR-0000882
IMME size/duty mark — 40mm | 12.9401 |  | General Mechanical | QSOR-0000883
IMME size/duty mark — 50mm | 17.6046 |  | General Mechanical | QSOR-0000884
Join interfaces (couplings) |  | Sub Catergory | General Mechanical
IMME size/duty mark — 32mm | 16.0921 |  | General Mechanical | QSOR-0000885
IMME size/duty mark — 40mm | 17.0624 |  | General Mechanical | QSOR-0000886
IMME size/duty mark — 50mm | 19.1942 |  | General Mechanical | QSOR-0000887
IMME size/duty mark — 62mm | 22.1417 |  | General Mechanical | QSOR-0000888
IMME size/duty mark — 75mm | 24.738 |  | General Mechanical | QSOR-0000889
IMME size/duty mark — 82mm | 29.575 |  | General Mechanical | QSOR-0000890
Demountable join interface (union) |  | Sub Catergory | General Mechanical
IMME size/duty mark — 32mm | 25.32 |  | General Mechanical | QSOR-0000891
IMME size/duty mark — 40mm | 28.8176 |  | General Mechanical | QSOR-0000892
IMME size/duty mark — 50mm | 31.2965 |  | General Mechanical | QSOR-0000893
IMME size/duty mark — 75mm | 34.7757 |  | General Mechanical | QSOR-0000894
IMME size/duty mark — 100mm | 36.5849 |  | General Mechanical | QSOR-0000895
IMME size/duty mark — 150mm | 39.6667 |  | General Mechanical | QSOR-0000896
Socket transition interface (socket) |  | Sub Catergory | General Mechanical
IMME size/duty mark — 32 × 19mm | 16.3148 |  | General Mechanical | QSOR-0000897
IMME size/duty mark — 40 × 32mm | 17.6153 |  | General Mechanical | QSOR-0000898
IMME size/duty mark — 50 × 32mm | 18.9403 |  | General Mechanical | QSOR-0000899
IMME size/duty mark — 50 × 40mm | 19.9549 |  | General Mechanical | QSOR-0000900
IMME size/duty mark — 62mm to 68mm | 25.8294 |  | General Mechanical | QSOR-0000901
IMME size/duty mark — 75mm to 82mm | 30.4017 |  | General Mechanical | QSOR-0000902
Route-change geometry (bend) |  | Sub Catergory | General Mechanical
IMME size/duty mark — 32mm | 14.8847 |  | General Mechanical | QSOR-0000903
IMME size/duty mark — 40mm | 15.5826 |  | General Mechanical | QSOR-0000904
IMME size/duty mark — 50mm | 16.3632 |  | General Mechanical | QSOR-0000905
IMME size/duty mark — 53mm | 20.2933 |  | General Mechanical | QSOR-0000906
IMME size/duty mark — 62mm | 26.8431 |  | General Mechanical | QSOR-0000907
IMME size/duty mark — 68mm | 30.2527 |  | General Mechanical | QSOR-0000908
IMME size/duty mark — 75mm | 34.5477 |  | General Mechanical | QSOR-0000909
IMME size/duty mark — 82mm | 47.4609 |  | General Mechanical | QSOR-0000910
Swept branch node (swept tee) |  | Sub Catergory | General Mechanical
IMME size/duty mark — 32mm | 20.7062 |  | General Mechanical | QSOR-0000911
IMME size/duty mark — 40mm | 21.8337 |  | General Mechanical | QSOR-0000912
IMME size/duty mark — 50mm | 22.8578 |  | General Mechanical | QSOR-0000913
Foot outlet transition (shoe) |  | Sub Catergory | General Mechanical
IMME size/duty mark — 53mm | 11.1863 |  | General Mechanical | QSOR-0000914
IMME size/duty mark — 62mm | 11.3797 |  | General Mechanical | QSOR-0000915
IMME size/duty mark — 68mm | 14.0326 |  | General Mechanical | QSOR-0000916
IMME size/duty mark — 75mm | 17.2009 |  | General Mechanical | QSOR-0000917
IMME size/duty mark — 82mm | 23.1948 |  | General Mechanical | QSOR-0000918
IMME size/duty mark — 110mm | 30.7107 |  | General Mechanical | QSOR-0000919
Branch node fittings (branch) |  | Sub Catergory | General Mechanical
IMME size/duty mark — 62mm | 42.3213 |  | General Mechanical | QSOR-0000920
IMME size/duty mark — 68mm | 59.8118 |  | General Mechanical | QSOR-0000921
IMME size/duty mark — 75mm | 78.021 |  | General Mechanical | QSOR-0000922
IMME size/duty mark — 82mm | 88.196 |  | General Mechanical | QSOR-0000923
Threaded metal adapter (male/female iron adaptor) |  | Sub Catergory | General Mechanical
IMME size/duty mark — 32mm | 20.0062 |  | General Mechanical | QSOR-0000924
IMME size/duty mark — 40mm | 20.5536 |  | General Mechanical | QSOR-0000925
IMME size/duty mark — 50mm | 24.3671 |  | General Mechanical | QSOR-0000926
Nut-lock transition (nut adaptor) |  | Sub Catergory | General Mechanical
IMME size/duty mark — 32mm | 17.9072 |  | General Mechanical | QSOR-0000927
IMME size/duty mark — 40mm | 17.9683 |  | General Mechanical | QSOR-0000928
Line stop point (stop end) |  | Sub Catergory | General Mechanical
IMME size/duty mark — 75mm | 14.268 |  | General Mechanical | QSOR-0000929
IMME size/duty mark — 100mm | 16.6971 |  | General Mechanical | QSOR-0000930
IMME size/duty mark — 150mm | 17.1496 |  | General Mechanical | QSOR-0000931
Angular route interface (angle) |  | Sub Catergory | General Mechanical
IMME size/duty mark — 75mm | 20.2065 |  | General Mechanical | QSOR-0000932
IMME size/duty mark — 100mm | 23.9962 |  | General Mechanical | QSOR-0000933
IMME size/duty mark — 150mm | 34.7687 |  | General Mechanical | QSOR-0000934
Roof discharge interface (roof outlet) |  | Sub Catergory | General Mechanical
IMME size/duty mark — 50mm | 74.5244 |  | General Mechanical | QSOR-0000935
IMME size/duty mark — 62mm | 76.0768 |  | General Mechanical | QSOR-0000936
IMME size/duty mark — 68mm | 101.1769 |  | General Mechanical | QSOR-0000937
IMME size/duty mark — 75mm | 111.0486 |  | General Mechanical | QSOR-0000938
IMME size/duty mark — 82mm | 113.7207 |  | General Mechanical | QSOR-0000939
IMME size/duty mark — 100mm | 118.3486 |  | General Mechanical | QSOR-0000940
IMME size/duty mark — 150mm | 142.1543 |  | General Mechanical | QSOR-0000941
IMME PolyFlow PP sanitary waste system |  | CATERGORY | General Mechanical
Waste service route (waste pipe) |  | Sub Catergory | General Mechanical
IMME size/duty mark — 32mm | 11.4739 |  | General Mechanical | QSOR-0000942
IMME size/duty mark — 40mm | 17.214 |  | General Mechanical | QSOR-0000943
IMME size/duty mark — 50mm | 23.1102 |  | General Mechanical | QSOR-0000944
IMME size/duty mark — 53mm | 39.3901 |  | General Mechanical | QSOR-0000945
IMME size/duty mark — 68mm | 41.9253 |  | General Mechanical | QSOR-0000946
IMME size/duty mark — 75mm | 43.7992 |  | General Mechanical | QSOR-0000947
IMME size/duty mark — 82mm | 47.616 |  | General Mechanical | QSOR-0000948
IMME size/duty mark — 100mm | 55.5764 |  | General Mechanical | QSOR-0000949
IMME size/duty mark — 150mm | 66.7053 |  | General Mechanical | QSOR-0000950
Inspection route section (access pipe) |  | Sub Catergory | General Mechanical
IMME size/duty mark — 62mm | 41.9561 |  | General Mechanical | QSOR-0000951
IMME size/duty mark — 75mm | 44.0494 |  | General Mechanical | QSOR-0000952
IMME size/duty mark — 82mm | 56.8823 |  | General Mechanical | QSOR-0000953
Line retaining support (pipe clip) |  | Sub Catergory | General Mechanical
IMME size/duty mark — 32mm | 7.7055 |  | General Mechanical | QSOR-0000954
IMME size/duty mark — 40mm | 11.2293 |  | General Mechanical | QSOR-0000955
IMME size/duty mark — 50mm | 16.4708 |  | General Mechanical | QSOR-0000956
IMME size/duty mark — 53mm | 19.1041 |  | General Mechanical | QSOR-0000957
IMME size/duty mark — 68mm | 20.8721 |  | General Mechanical | QSOR-0000958
IMME size/duty mark — 75mm | 23.4633 |  | General Mechanical | QSOR-0000959
IMME size/duty mark — 82mm | 24.9243 |  | General Mechanical | QSOR-0000960
IMME size/duty mark — 100mm | 27.7044 |  | General Mechanical | QSOR-0000961
IMME size/duty mark — 150mm | 30.9659 |  | General Mechanical | QSOR-0000962
Inspection closure point (access plug) |  | Sub Catergory | General Mechanical
IMME size/duty mark — 32mm | 16.8631 |  | General Mechanical | QSOR-0000963
IMME size/duty mark — 40mm | 16.872 |  | General Mechanical | QSOR-0000964
IMME size/duty mark — 50mm | 23.084 |  | General Mechanical | QSOR-0000965
Join interfaces (couplings) |  | Sub Catergory | General Mechanical
IMME size/duty mark — 32mm | 22.4183 |  | General Mechanical | QSOR-0000966
IMME size/duty mark — 40mm | 24.3716 |  | General Mechanical | QSOR-0000967
IMME size/duty mark — 50mm | 30.911 |  | General Mechanical | QSOR-0000968
IMME size/duty mark — 62mm | 41.3911 |  | General Mechanical | QSOR-0000969
IMME size/duty mark — 75mm | 45.5527 |  | General Mechanical | QSOR-0000970
IMME size/duty mark — 82mm | 49.7955 |  | General Mechanical | QSOR-0000971
Demountable join interface (union) |  | Sub Catergory | General Mechanical
IMME size/duty mark — 32mm | 31.0031 |  | General Mechanical | QSOR-0000972
IMME size/duty mark — 40mm | 34.7478 |  | General Mechanical | QSOR-0000973
IMME size/duty mark — 50mm | 37.8675 |  | General Mechanical | QSOR-0000974
IMME size/duty mark — 75mm | 40.81 |  | General Mechanical | QSOR-0000975
IMME size/duty mark — 100mm | 44.3831 |  | General Mechanical | QSOR-0000976
IMME size/duty mark — 150mm | 46.0036 |  | General Mechanical | QSOR-0000977
Socket transition interface (socket) |  | Sub Catergory | General Mechanical
IMME size/duty mark — 32 × 19mm | 25.2018 |  | General Mechanical | QSOR-0000978
IMME size/duty mark — 40 × 32mm | 28.3383 |  | General Mechanical | QSOR-0000979
IMME size/duty mark — 50 × 32mm | 29.9272 |  | General Mechanical | QSOR-0000980
IMME size/duty mark — 50 × 40mm | 34.367 |  | General Mechanical | QSOR-0000981
IMME size/duty mark — 62mm to 68mm | 46.4769 |  | General Mechanical | QSOR-0000982
IMME size/duty mark — 75mm to 82mm | 55.3921 |  | General Mechanical | QSOR-0000983
Route-change geometry (bend) |  | Sub Catergory | General Mechanical
IMME size/duty mark — 32mm | 15.3489 |  | General Mechanical | QSOR-0000984
IMME size/duty mark — 40mm | 16.016 |  | General Mechanical | QSOR-0000985
IMME size/duty mark — 50mm | 21.5446 |  | General Mechanical | QSOR-0000986
IMME size/duty mark — 53mm | 28.9909 |  | General Mechanical | QSOR-0000987
IMME size/duty mark — 62mm | 36.9766 |  | General Mechanical | QSOR-0000988
IMME size/duty mark — 68mm | 39.7972 |  | General Mechanical | QSOR-0000989
IMME size/duty mark — 75mm | 62.8339 |  | General Mechanical | QSOR-0000990
IMME size/duty mark — 82mm | 68.9491 |  | General Mechanical | QSOR-0000991
Swept branch node (swept tee) |  | Sub Catergory | General Mechanical
IMME size/duty mark — 32mm | 21.7214 |  | General Mechanical | QSOR-0000992
IMME size/duty mark — 40mm | 22.7022 |  | General Mechanical | QSOR-0000993
IMME size/duty mark — 50mm | 27.8722 |  | General Mechanical | QSOR-0000994
Foot outlet transition (shoe) |  | Sub Catergory | General Mechanical
IMME size/duty mark — 53mm | 11.9023 |  | General Mechanical | QSOR-0000995
IMME size/duty mark — 62mm | 13.9433 |  | General Mechanical | QSOR-0000996
IMME size/duty mark — 68mm | 14.73 |  | General Mechanical | QSOR-0000997
IMME size/duty mark — 75mm | 17.4945 |  | General Mechanical | QSOR-0000998
IMME size/duty mark — 82mm | 21.1278 |  | General Mechanical | QSOR-0000999
IMME size/duty mark — 110mm | 33.2227 |  | General Mechanical | QSOR-0001000
Branch node fittings (branch) |  | Sub Catergory | General Mechanical
IMME size/duty mark — 62mm | 77.9103 |  | General Mechanical | QSOR-0001001
IMME size/duty mark — 68mm | 85.1348 |  | General Mechanical | QSOR-0001002
IMME size/duty mark — 75mm | 94.0006 |  | General Mechanical | QSOR-0001003
IMME size/duty mark — 82mm | 102.903 |  | General Mechanical | QSOR-0001004
Threaded metal adapter (male/female iron adaptor) |  | Sub Catergory | General Mechanical
IMME size/duty mark — 32mm | 26.0612 |  | General Mechanical | QSOR-0001005
IMME size/duty mark — 40mm | 26.9481 |  | General Mechanical | QSOR-0001006
IMME size/duty mark — 50mm | 31.9221 |  | General Mechanical | QSOR-0001007
Nut-lock transition (nut adaptor) |  | Sub Catergory | General Mechanical
IMME size/duty mark — 32mm | 23.1694 |  | General Mechanical | QSOR-0001008
IMME size/duty mark — 40mm | 25.3106 |  | General Mechanical | QSOR-0001009
Line stop point (stop end) |  | Sub Catergory | General Mechanical
IMME size/duty mark — 75mm | 15.574 |  | General Mechanical | QSOR-0001010
IMME size/duty mark — 100mm | 17.9058 |  | General Mechanical | QSOR-0001011
IMME size/duty mark — 150mm | 18.4191 |  | General Mechanical | QSOR-0001012
Angular route interface (angle) |  | Sub Catergory | General Mechanical
IMME size/duty mark — 75mm | 21.7747 |  | General Mechanical | QSOR-0001013
IMME size/duty mark — 100mm | 25.803 |  | General Mechanical | QSOR-0001014
IMME size/duty mark — 150mm | 41.2925 |  | General Mechanical | QSOR-0001015
Roof discharge interface (roof outlet) |  | Sub Catergory | General Mechanical
IMME size/duty mark — 50mm | 85.4677 |  | General Mechanical | QSOR-0001016
IMME size/duty mark — 62mm | 93.8557 |  | General Mechanical | QSOR-0001017
IMME size/duty mark — 68mm | 102.9349 |  | General Mechanical | QSOR-0001018
IMME size/duty mark — 75mm | 113.3359 |  | General Mechanical | QSOR-0001019
IMME size/duty mark — 82mm | 113.1906 |  | General Mechanical | QSOR-0001020
IMME size/duty mark — 100mm | 149.3397 |  | General Mechanical | QSOR-0001021
IMME size/duty mark — 150mm | 178.3834 |  | General Mechanical | QSOR-0001022
IMME IronFlow cast drainage + rainwater system |  | CATERGORY | General Mechanical
Linear service route (pipe) |  | Sub Catergory | General Mechanical
IMME size/duty mark — 50mm | 56.6375 |  | General Mechanical | QSOR-0001023
IMME size/duty mark — 75mm | 68.2447 |  | General Mechanical | QSOR-0001024
IMME size/duty mark — 100mm | 91.5955 |  | General Mechanical | QSOR-0001025
IMME size/duty mark — 125mm | 123.3136 |  | General Mechanical | QSOR-0001026
IMME size/duty mark — 150mm | 148.0577 |  | General Mechanical | QSOR-0001027
IMME size/duty mark — 200mm | 245.8324 |  | General Mechanical | QSOR-0001028
IMME size/duty mark — 250mm | 330.22 |  | General Mechanical | QSOR-0001029
IMME size/duty mark — 300mm | 408.8124 |  | General Mechanical | QSOR-0001030
IMME Air route component (Ductile Iron Pipe) |  | Sub Catergory | General Mechanical
IMME size/duty mark — 50mm | 40.0756 |  | General Mechanical | QSOR-0001031
IMME size/duty mark — 75mm | 44.06 |  | General Mechanical | QSOR-0001032
IMME size/duty mark — 100mm | 55.7527 |  | General Mechanical | QSOR-0001033
IMME size/duty mark — 150mm | 97.4293 |  | General Mechanical | QSOR-0001034
IMME size/duty mark — 200mm | 207.1199 |  | General Mechanical | QSOR-0001035
IMME Support interface component (Support brackets) |  | Sub Catergory | General Mechanical
IMME size/duty mark — 50mm | 20.4879 |  | General Mechanical | QSOR-0001036
IMME size/duty mark — 75mm | 26.0696 |  | General Mechanical | QSOR-0001037
IMME size/duty mark — 100mm | 26.3324 |  | General Mechanical | QSOR-0001038
IMME size/duty mark — 150mm | 35.8182 |  | General Mechanical | QSOR-0001039
IMME Support interface component (Heavy-duty stack support brackets) |  | Sub Catergory | General Mechanical
IMME size/duty mark — 70mm | 84.0835 |  | General Mechanical | QSOR-0001040
IMME size/duty mark — 100mm | 103.2214 |  | General Mechanical | QSOR-0001041
IMME size/duty mark — 125mm | 113.5126 |  | General Mechanical | QSOR-0001042
IMME size/duty mark — 150mm | 144.8539 |  | General Mechanical | QSOR-0001043
Join interfaces (couplings) |  | Sub Catergory | General Mechanical
IMME size/duty mark — 50mm | 24.6479 |  | General Mechanical | QSOR-0001044
IMME size/duty mark — 70mm | 26.4898 |  | General Mechanical | QSOR-0001045
IMME size/duty mark — 100mm | 28.8171 |  | General Mechanical | QSOR-0001046
IMME size/duty mark — 125mm | 41.623 |  | General Mechanical | QSOR-0001047
IMME size/duty mark — 150mm | 69.4398 |  | General Mechanical | QSOR-0001048
IMME size/duty mark — 200mm | 140.7816 |  | General Mechanical | QSOR-0001049
IMME size/duty mark — 250mm | 197.7152 |  | General Mechanical | QSOR-0001050
IMME size/duty mark — 300mm | 229.6661 |  | General Mechanical | QSOR-0001051
Diameter transition interface (reducer) |  | Sub Catergory | General Mechanical
IMME size/duty mark — 70mm | 56.2507 |  | General Mechanical | QSOR-0001052
IMME size/duty mark — 100mm | 66.3964 |  | General Mechanical | QSOR-0001053
IMME size/duty mark — 125mm | 88.9913 |  | General Mechanical | QSOR-0001054
IMME size/duty mark — 150mm | 146.833 |  | General Mechanical | QSOR-0001055
IMME size/duty mark — 200mm | 230.1048 |  | General Mechanical | QSOR-0001056
IMME size/duty mark — 250mm | 400.3543 |  | General Mechanical | QSOR-0001057
IMME size/duty mark — 300mm | 562.7028 |  | General Mechanical | QSOR-0001058
Blanking seal point (blank cap) |  | Sub Catergory | General Mechanical
IMME size/duty mark — 50mm | 24.4219 |  | General Mechanical | QSOR-0001059
IMME size/duty mark — 70mm | 25.9652 |  | General Mechanical | QSOR-0001060
IMME size/duty mark — 100mm | 30.5711 |  | General Mechanical | QSOR-0001061
IMME size/duty mark — 125mm | 38.7509 |  | General Mechanical | QSOR-0001062
IMME size/duty mark — 150mm | 41.4166 |  | General Mechanical | QSOR-0001063
IMME size/duty mark — 200mm | 113.2664 |  | General Mechanical | QSOR-0001064
IMME size/duty mark — 250mm | 199.747 |  | General Mechanical | QSOR-0001065
IMME size/duty mark — 300mm | 282.4835 |  | General Mechanical | QSOR-0001066
Line stop point (stop end) |  | Sub Catergory | General Mechanical
IMME size/duty mark — 100mm | 13.7138 |  | General Mechanical | QSOR-0001067
IMME size/duty mark — 115mm | 17.1496 |  | General Mechanical | QSOR-0001068
IMME size/duty mark — 125mm | 17.1438 |  | General Mechanical | QSOR-0001069
IMME size/duty mark — 150mm | 23.2586 |  | General Mechanical | QSOR-0001070
Route-change geometry (bend) |  | Sub Catergory | General Mechanical
IMME size/duty mark — 50mm | 43.5518 |  | General Mechanical | QSOR-0001071
IMME size/duty mark — 75mm | 54.728 |  | General Mechanical | QSOR-0001072
IMME size/duty mark — 100mm | 60.6872 |  | General Mechanical | QSOR-0001073
IMME size/duty mark — 125mm | 102.0472 |  | General Mechanical | QSOR-0001074
IMME size/duty mark — 150mm | 116.0881 |  | General Mechanical | QSOR-0001075
IMME size/duty mark — 200mm | 248.7143 |  | General Mechanical | QSOR-0001076
IMME size/duty mark — 250mm | 468.1366 |  | General Mechanical | QSOR-0001077
IMME size/duty mark — 300mm | 747.9313 |  | General Mechanical | QSOR-0001078
Demountable join interface (union) |  | Sub Catergory | General Mechanical
IMME size/duty mark — 100mm | 31.8181 |  | General Mechanical | QSOR-0001079
IMME size/duty mark — 115mm | 39.033 |  | General Mechanical | QSOR-0001080
IMME size/duty mark — 125mm | 41.9303 |  | General Mechanical | QSOR-0001081
IMME size/duty mark — 150mm | 47.2304 |  | General Mechanical | QSOR-0001082
IMME Socket interface (Socket + spigot adapters) |  | Sub Catergory | General Mechanical
IMME size/duty mark — 50mm | 54.398 |  | General Mechanical | QSOR-0001083
IMME size/duty mark — 70mm | 54.5122 |  | General Mechanical | QSOR-0001084
IMME size/duty mark — 100mm | 61.4571 |  | General Mechanical | QSOR-0001085
IMME size/duty mark — 150mm | 100.379 |  | General Mechanical | QSOR-0001086
Foot outlet transition (shoe) |  | Sub Catergory | General Mechanical
IMME size/duty mark — 100 × 75mm | 163.5806 |  | General Mechanical | QSOR-0001087
In-line discharge outlet (running outlet) |  | Sub Catergory | General Mechanical
IMME size/duty mark — 100mm | 41.1722 |  | General Mechanical | QSOR-0001088
IMME size/duty mark — 115mm | 44.999 |  | General Mechanical | QSOR-0001089
IMME size/duty mark — 125mm | 48.488 |  | General Mechanical | QSOR-0001090
IMME size/duty mark — 150mm | 73.7132 |  | General Mechanical | QSOR-0001091
Inspection route section (access pipe) |  | Sub Catergory | General Mechanical
IMME size/duty mark — 50mm | 87.0495 |  | General Mechanical | QSOR-0001092
IMME size/duty mark — 65mm | 104.3119 |  | General Mechanical | QSOR-0001093
IMME size/duty mark — 70mm | 118.4156 |  | General Mechanical | QSOR-0001094
IMME size/duty mark — 75mm | 130.5893 |  | General Mechanical | QSOR-0001095
IMME size/duty mark — 100mm | 135.6849 |  | General Mechanical | QSOR-0001096
IMME size/duty mark — 150mm | 200.1813 |  | General Mechanical | QSOR-0001097
Inspection door interface (access door) |  | Sub Catergory | General Mechanical
IMME size/duty mark — 100mm | 217.8572 |  | General Mechanical | QSOR-0001098
IMME size/duty mark — 125mm | 241.0227 |  | General Mechanical | QSOR-0001099
IMME size/duty mark — 150mm | 350.2471 |  | General Mechanical | QSOR-0001100
IMME size/duty mark — 200mm | 682.7614 |  | General Mechanical | QSOR-0001101
IMME size/duty mark — 250mm | 988.4187 |  | General Mechanical | QSOR-0001102
IMME size/duty mark — 300mm | 1209.1838 |  | General Mechanical | QSOR-0001103
Branch node fitting (branch) |  | Sub Catergory | General Mechanical
IMME size/duty mark — 50mm | 61.6635 |  | General Mechanical | QSOR-0001104
IMME size/duty mark — 70mm | 65.4762 |  | General Mechanical | QSOR-0001105
IMME size/duty mark — 100mm | 84.7858 |  | General Mechanical | QSOR-0001106
IMME size/duty mark — 125mm | 189.295 |  | General Mechanical | QSOR-0001107
IMME size/duty mark — 150mm | 210.6185 |  | General Mechanical | QSOR-0001108
IMME size/duty mark — 200mm | 474.5846 |  | General Mechanical | QSOR-0001109
IMME size/duty mark — 250mm | 640.4634 |  | General Mechanical | QSOR-0001110
IMME size/duty mark — 300mm | 998.5138 |  | General Mechanical | QSOR-0001111
Movement allowance connector (movement connector) |  | Sub Catergory | General Mechanical
IMME size/duty mark — 100mm | 177.3136 |  | General Mechanical | QSOR-0001112
IMME size/duty mark — 150mm | 329.8153 |  | General Mechanical | QSOR-0001113
Expansion closure point (expansion plug) |  | Sub Catergory | General Mechanical
IMME size/duty mark — 70mm | 49.7887 |  | General Mechanical | QSOR-0001114
IMME size/duty mark — 100mm | 61.6718 |  | General Mechanical | QSOR-0001115
IMME size/duty mark — 150mm | 103.793 |  | General Mechanical | QSOR-0001116
Water-seal trap interface (P trap) |  | Sub Catergory | General Mechanical
IMME size/duty mark — 50mm | 140.1015 |  | General Mechanical | QSOR-0001117
IMME size/duty mark — 70mm | 141.5695 |  | General Mechanical | QSOR-0001118
IMME size/duty mark — 100mm | 153.0067 |  | General Mechanical | QSOR-0001119
IMME size/duty mark — 150mm | 252.8355 |  | General Mechanical | QSOR-0001120
Cleaning access point (rodding eye) |  | Sub Catergory | General Mechanical
IMME size/duty mark — 100mm | 251.8975 |  | General Mechanical | QSOR-0001121
Drainage cover point (grate) |  | Sub Catergory | General Mechanical
IMME size/duty mark — 100mm | 224.5892 |  | General Mechanical | QSOR-0001122
Rainwater collection head (rainwater head) |  | Sub Catergory | General Mechanical
IMME size/duty mark — 210 × 160 × 185mm | 159.286 |  | General Mechanical | QSOR-0001123
IMME size/duty mark — 250 × 215 × 215mm | 191.8081 |  | General Mechanical | QSOR-0001124
IMME size/duty mark — 250 × 180 × 175mm | 192.4222 |  | General Mechanical | QSOR-0001125
IMME size/duty mark — 300 × 250 × 200mm | 244.3112 |  | General Mechanical | QSOR-0001126
IMME CopperCore service distribution system |  | CATERGORY | General Mechanical
Linear service route (pipework) |  | Sub Catergory | General Mechanical
IMME size/duty mark — 12mm | 18.3673 |  | General Mechanical | QSOR-0001127
IMME size/duty mark — 15mm | 20.529 |  | General Mechanical | QSOR-0001128
IMME size/duty mark — 22mm | 22.0435 |  | General Mechanical | QSOR-0001129
IMME size/duty mark — 28mm | 23.9903 |  | General Mechanical | QSOR-0001130
IMME size/duty mark — 35mm | 29.3235 |  | General Mechanical | QSOR-0001131
IMME size/duty mark — 42mm | 33.6204 |  | General Mechanical | QSOR-0001132
IMME size/duty mark — 54mm | 40.2364 |  | General Mechanical | QSOR-0001133
IMME size/duty mark — 67mm | 56.7923 |  | General Mechanical | QSOR-0001134
IMME size/duty mark — 76mm | 60.046 |  | General Mechanical | QSOR-0001135
IMME size/duty mark — 108mm | 87.9917 |  | General Mechanical | QSOR-0001136
IMME size/duty mark — 133mm | 126.0331 |  | General Mechanical | QSOR-0001137
IMME size/duty mark — 159mm | 205.5538 |  | General Mechanical | QSOR-0001138
Saddle retaining band (saddle band) |  | Sub Catergory | General Mechanical
IMME size/duty mark — 6mm | 2.9027 |  | General Mechanical | QSOR-0001139
IMME size/duty mark — 8mm | 3.6159 |  | General Mechanical | QSOR-0001140
IMME size/duty mark — 10mm | 4.3361 |  | General Mechanical | QSOR-0001141
IMME size/duty mark — 12mm | 5.1124 |  | General Mechanical | QSOR-0001142
IMME size/duty mark — 15mm | 5.9041 |  | General Mechanical | QSOR-0001143
IMME size/duty mark — 22mm | 6.0201 |  | General Mechanical | QSOR-0001144
IMME size/duty mark — 28mm | 7.1373 |  | General Mechanical | QSOR-0001145
IMME size/duty mark — 35mm | 8.1935 |  | General Mechanical | QSOR-0001146
IMME size/duty mark — 42mm | 9.8381 |  | General Mechanical | QSOR-0001147
IMME size/duty mark — 54mm | 10.2478 |  | General Mechanical | QSOR-0001148
Line retaining support (pipe clip/bracket) |  | Sub Catergory | General Mechanical
IMME size/duty mark — 15mm | 6.4541 |  | General Mechanical | QSOR-0001149
IMME size/duty mark — 22mm | 6.8263 |  | General Mechanical | QSOR-0001150
IMME size/duty mark — 28mm | 7.9871 |  | General Mechanical | QSOR-0001151
IMME size/duty mark — 35mm | 11.9462 |  | General Mechanical | QSOR-0001152
IMME size/duty mark — 42mm | 12.652 |  | General Mechanical | QSOR-0001153
IMME size/duty mark — 54mm | 13.9432 |  | General Mechanical | QSOR-0001154
IMME size/duty mark — 67mm | 14.7809 |  | General Mechanical | QSOR-0001155
IMME size/duty mark — 76mm | 16.9711 |  | General Mechanical | QSOR-0001156
IMME size/duty mark — 108mm | 19.2982 |  | General Mechanical | QSOR-0001157
Line stop point (stop end) |  | Sub Catergory | General Mechanical
IMME size/duty mark — 15mm | 8.5175 |  | General Mechanical | QSOR-0001158
IMME size/duty mark — 22mm | 9.9967 |  | General Mechanical | QSOR-0001159
IMME size/duty mark — 28mm | 14.9366 |  | General Mechanical | QSOR-0001160
IMME size/duty mark — 35mm | 25.6084 |  | General Mechanical | QSOR-0001161
IMME size/duty mark — 42mm | 39.6065 |  | General Mechanical | QSOR-0001162
IMME size/duty mark — 54mm | 51.8448 |  | General Mechanical | QSOR-0001163
Join interfaces (couplings) |  | Sub Catergory | General Mechanical
IMME size/duty mark — 10mm | 11.8334 |  | General Mechanical | QSOR-0001164
IMME size/duty mark — 15mm | 13.4761 |  | General Mechanical | QSOR-0001165
IMME size/duty mark — 22mm | 15.7978 |  | General Mechanical | QSOR-0001166
IMME size/duty mark — 28mm | 17.7379 |  | General Mechanical | QSOR-0001167
IMME size/duty mark — 35mm | 20.2868 |  | General Mechanical | QSOR-0001168
IMME size/duty mark — 42mm | 22.716 |  | General Mechanical | QSOR-0001169
IMME size/duty mark — 54mm | 34.1704 |  | General Mechanical | QSOR-0001170
IMME size/duty mark — 67mm | 61.0019 |  | General Mechanical | QSOR-0001171
Adaptor diameter join (adaptor/reducer coupling) |  | Sub Catergory | General Mechanical
IMME size/duty mark — 15 × 10mm | 15.0116 |  | General Mechanical | QSOR-0001172
IMME size/duty mark — 22 × 10mm | 18.7746 |  | General Mechanical | QSOR-0001173
IMME size/duty mark — 22 × 15mm | 19.607 |  | General Mechanical | QSOR-0001174
IMME size/duty mark — 28 × 15mm | 21.3303 |  | General Mechanical | QSOR-0001175
IMME size/duty mark — 28 × 22mm | 22.1401 |  | General Mechanical | QSOR-0001176
IMME size/duty mark — 35 × 28mm | 28.008 |  | General Mechanical | QSOR-0001177
IMME size/duty mark — 42 × 35mm | 36.0352 |  | General Mechanical | QSOR-0001178
IMME size/duty mark — 54 × 35mm | 53.6017 |  | General Mechanical | QSOR-0001179
IMME size/duty mark — 54 × 42mm | 56.8354 |  | General Mechanical | QSOR-0001180
Unionised join interface (union/coupling) |  | Sub Catergory | General Mechanical
IMME size/duty mark — 15mm | 39.0153 |  | General Mechanical | QSOR-0001181
IMME size/duty mark — 22mm | 48.7576 |  | General Mechanical | QSOR-0001182
IMME size/duty mark — 28mm | 62.5637 |  | General Mechanical | QSOR-0001183
IMME size/duty mark — 35mm | 77.5508 |  | General Mechanical | QSOR-0001184
IMME size/duty mark — 42mm | 92.6816 |  | General Mechanical | QSOR-0001185
IMME size/duty mark — 54mm | 128.9897 |  | General Mechanical | QSOR-0001186
IMME size/duty mark — 67mm | 181.8904 |  | General Mechanical | QSOR-0001187
Fixture connection point (tank/tap connector) |  | Sub Catergory | General Mechanical
IMME size/duty mark — 15mm | 16.4589 |  | General Mechanical | QSOR-0001188
IMME size/duty mark — 22mm | 18.8833 |  | General Mechanical | QSOR-0001189
IMME size/duty mark — 28mm | 30.2815 |  | General Mechanical | QSOR-0001190
IMME size/duty mark — 35mm | 46.0804 |  | General Mechanical | QSOR-0001191
IMME size/duty mark — 42mm | 67.757 |  | General Mechanical | QSOR-0001192
IMME size/duty mark — 54mm | 82.6527 |  | General Mechanical | QSOR-0001193
Threaded service connector (male/female connector) |  | Sub Catergory | General Mechanical
IMME size/duty mark — 15mm | 17.1433 |  | General Mechanical | QSOR-0001194
IMME size/duty mark — 22mm | 22.0407 |  | General Mechanical | QSOR-0001195
IMME size/duty mark — 28mm | 30.2846 |  | General Mechanical | QSOR-0001196
IMME size/duty mark — 35mm | 43.2244 |  | General Mechanical | QSOR-0001197
IMME size/duty mark — 42mm | 52.9705 |  | General Mechanical | QSOR-0001198
IMME size/duty mark — 54mm | 73.4527 |  | General Mechanical | QSOR-0001199
IMME size/duty mark — 67mm | 103.1464 |  | General Mechanical | QSOR-0001200
IMME Connection interface component (Flanged connector) |  | Sub Catergory | General Mechanical
IMME size/duty mark — 28mm | 99.6147 |  | General Mechanical | QSOR-0001201
IMME size/duty mark — 35mm | 124.3571 |  | General Mechanical | QSOR-0001202
IMME size/duty mark — 42mm | 147.4757 |  | General Mechanical | QSOR-0001203
IMME size/duty mark — 54mm | 215.9081 |  | General Mechanical | QSOR-0001204
IMME size/duty mark — 67mm | 253.5702 |  | General Mechanical | QSOR-0001205
Straight-line connector (straight connector) |  | Sub Catergory | General Mechanical
IMME size/duty mark — 15mm | 17.1434 |  | General Mechanical | QSOR-0001206
IMME size/duty mark — 22mm | 21.6871 |  | General Mechanical | QSOR-0001207
IMME size/duty mark — 28mm | 26.6729 |  | General Mechanical | QSOR-0001208
IMME size/duty mark — 35mm | 33.0869 |  | General Mechanical | QSOR-0001209
IMME size/duty mark — 42mm | 37.7847 |  | General Mechanical | QSOR-0001210
IMME size/duty mark — 54mm | 47.6705 |  | General Mechanical | QSOR-0001211
Diameter transition interface (reducer) |  | Sub Catergory | General Mechanical
IMME size/duty mark — 15 × 10mm | 11.1958 |  | General Mechanical | QSOR-0001212
IMME size/duty mark — 22 × 15mm | 12.1308 |  | General Mechanical | QSOR-0001213
IMME size/duty mark — 28 × 15mm | 14.6109 |  | General Mechanical | QSOR-0001214
IMME size/duty mark — 28 × 22mm | 19.4556 |  | General Mechanical | QSOR-0001215
IMME size/duty mark — 35 × 22mm | 20.1235 |  | General Mechanical | QSOR-0001216
IMME size/duty mark — 42 × 22mm | 32.4162 |  | General Mechanical | QSOR-0001217
IMME size/duty mark — 42 × 35mm | 37.9647 |  | General Mechanical | QSOR-0001218
IMME size/duty mark — 54 × 35mm | 47.5713 |  | General Mechanical | QSOR-0001219
IMME size/duty mark — 54 × 42mm | 53.8941 |  | General Mechanical | QSOR-0001220
IMME size/duty mark — 67 × 54mm | 62.272 |  | General Mechanical | QSOR-0001221
Threaded iron connector (male/female iron) |  | Sub Catergory | General Mechanical
IMME size/duty mark — 15mm | 20.4728 |  | General Mechanical | QSOR-0001222
IMME size/duty mark — 22mm | 26.8245 |  | General Mechanical | QSOR-0001223
IMME size/duty mark — 28mm | 34.5249 |  | General Mechanical | QSOR-0001224
IMME size/duty mark — 35mm | 52.7838 |  | General Mechanical | QSOR-0001225
IMME size/duty mark — 42mm | 64.1085 |  | General Mechanical | QSOR-0001226
IMME size/duty mark — 54mm | 75.8889 |  | General Mechanical | QSOR-0001227
IMME component class (Straight union adapters) |  | Sub Catergory | General Mechanical
IMME size/duty mark — 15mm | 24.3871 |  | General Mechanical | QSOR-0001228
IMME size/duty mark — 22mm | 29.2002 |  | General Mechanical | QSOR-0001229
IMME size/duty mark — 28mm | 38.7023 |  | General Mechanical | QSOR-0001230
IMME size/duty mark — 35mm | 53.5073 |  | General Mechanical | QSOR-0001231
IMME size/duty mark — 42mm | 62.5998 |  | General Mechanical | QSOR-0001232
IMME size/duty mark — 54mm | 86.2869 |  | General Mechanical | QSOR-0001233
IMME component class (Male/female nipples) |  | Sub Catergory | General Mechanical
IMME size/duty mark — 20mm x 15mm | 7.5613 |  | General Mechanical | QSOR-0001234
IMME size/duty mark — 25mm x 20mm | 11.2953 |  | General Mechanical | QSOR-0001235
IMME size/duty mark — 32mm x 25mm | 14.1375 |  | General Mechanical | QSOR-0001236
IMME size/duty mark — 40mm x 32mm | 17.0503 |  | General Mechanical | QSOR-0001237
IMME size/duty mark — 50mm x 40mm | 18.9441 |  | General Mechanical | QSOR-0001238
IMME size/duty mark — 60mm x 50mm | 23.754 |  | General Mechanical | QSOR-0001239
Equal branch node (equal tee) |  | Sub Catergory | General Mechanical
IMME size/duty mark — 10mm | 13.6491 |  | General Mechanical | QSOR-0001240
IMME size/duty mark — 15mm | 16.7198 |  | General Mechanical | QSOR-0001241
IMME size/duty mark — 22mm | 17.9333 |  | General Mechanical | QSOR-0001242
IMME size/duty mark — 28mm | 22.4153 |  | General Mechanical | QSOR-0001243
IMME size/duty mark — 35mm | 39.8741 |  | General Mechanical | QSOR-0001244
IMME size/duty mark — 42mm | 50.7213 |  | General Mechanical | QSOR-0001245
IMME size/duty mark — 54mm | 92.2581 |  | General Mechanical | QSOR-0001246
IMME size/duty mark — 67mm | 140.9492 |  | General Mechanical | QSOR-0001247
Stepped branch node (reducing tee) |  | Sub Catergory | General Mechanical
IMME size/duty mark — 15 × 12mm | 43.8892 |  | General Mechanical | QSOR-0001248
IMME size/duty mark — 22 × 15mm | 49.8576 |  | General Mechanical | QSOR-0001249
IMME size/duty mark — 28 × 22mm | 65.0941 |  | General Mechanical | QSOR-0001250
IMME size/duty mark — 35 × 28mm | 98.0479 |  | General Mechanical | QSOR-0001251
IMME size/duty mark — 42 × 28mm | 121.3481 |  | General Mechanical | QSOR-0001252
IMME size/duty mark — 54 × 28mm | 158.9659 |  | General Mechanical | QSOR-0001253
IMME size/duty mark — 76 × 67mm | 154.4677 |  | General Mechanical | QSOR-0001254
IMME size/duty mark — 108 × 76mm | 185.8011 |  | General Mechanical | QSOR-0001255
IMME size/duty mark — 133 × 108mm | 311.0027 |  | General Mechanical | QSOR-0001256
IMME size/duty mark — 159 × 133mm | 386.9516 |  | General Mechanical | QSOR-0001257
IMME Branch node component (Reducing branch fittings) |  | Sub Catergory | General Mechanical
IMME size/duty mark — 15 × 10mm | 28.3222 |  | General Mechanical | QSOR-0001258
IMME size/duty mark — 22 × 15mm | 32.3068 |  | General Mechanical | QSOR-0001259
IMME size/duty mark — 28 × 20mm | 48.8191 |  | General Mechanical | QSOR-0001260
IMME size/duty mark — 35 × 28mm | 64.0788 |  | General Mechanical | QSOR-0001261
IMME size/duty mark — 42 × 35mm | 78.2194 |  | General Mechanical | QSOR-0001262
Four-way node fittings (cross) |  | Sub Catergory | General Mechanical
IMME size/duty mark — 15mm | 46.2043 |  | General Mechanical | QSOR-0001263
IMME size/duty mark — 22mm | 51.4697 |  | General Mechanical | QSOR-0001264
IMME size/duty mark — 28mm | 67.1315 |  | General Mechanical | QSOR-0001265
IMME component class (Elbow fittings) |  | Sub Catergory | General Mechanical
IMME size/duty mark — 15mm | 12.9057 |  | General Mechanical | QSOR-0001266
IMME size/duty mark — 22mm | 15.0298 |  | General Mechanical | QSOR-0001267
IMME size/duty mark — 28mm | 19.9135 |  | General Mechanical | QSOR-0001268
IMME size/duty mark — 35mm | 32.0165 |  | General Mechanical | QSOR-0001269
IMME size/duty mark — 42mm | 43.8414 |  | General Mechanical | QSOR-0001270
IMME size/duty mark — 54mm | 75.4561 |  | General Mechanical | QSOR-0001271
IMME Bolted interface component (Composite flange interface) |  | Sub Catergory | General Mechanical
IMME size/duty mark — 35mm | 22.3547 |  | General Mechanical | QSOR-0001272
IMME size/duty mark — 42mm | 25.5569 |  | General Mechanical | QSOR-0001273
IMME size/duty mark — 54mm | 28.9079 |  | General Mechanical | QSOR-0001274
Bronze bolted interface (bronze flange) |  | Sub Catergory | General Mechanical
IMME size/duty mark — 15mm | 64.3809 |  | General Mechanical | QSOR-0001275
IMME size/duty mark — 22mm | 76.6965 |  | General Mechanical | QSOR-0001276
IMME size/duty mark — 28mm | 84.6118 |  | General Mechanical | QSOR-0001277
IMME size/duty mark — 35mm | 102.8912 |  | General Mechanical | QSOR-0001278
IMME size/duty mark — 42mm | 112.6754 |  | General Mechanical | QSOR-0001279
IMME size/duty mark — 54mm | 131.1051 |  | General Mechanical | QSOR-0001280
IMME size/duty mark — 67mm | 154.7034 |  | General Mechanical | QSOR-0001281
IMME size/duty mark — 76mm | 186.6213 |  | General Mechanical | QSOR-0001282
IMME size/duty mark — 108mm | 243.0025 |  | General Mechanical | QSOR-0001283
IMME size/duty mark — 133mm | 327.1052 |  | General Mechanical | QSOR-0001284
IMME size/duty mark — 159mm | 459.898 |  | General Mechanical | QSOR-0001285
IMME Press-fit connection component (Press-fit couplings) |  | Sub Catergory | General Mechanical
IMME size/duty mark — 15mm | 14.5387 |  | General Mechanical | QSOR-0001286
IMME size/duty mark — 22mm | 15.7006 |  | General Mechanical | QSOR-0001287
IMME size/duty mark — 28mm | 20.8204 |  | General Mechanical | QSOR-0001288
IMME size/duty mark — 35mm | 22.5737 |  | General Mechanical | QSOR-0001289
IMME size/duty mark — 42mm | 30.076 |  | General Mechanical | QSOR-0001290
IMME size/duty mark — 54mm | 36.2662 |  | General Mechanical | QSOR-0001291
IMME Press-fit connection component (Press-fit stop-end closures) |  | Sub Catergory | General Mechanical
IMME size/duty mark — 22mm | 12.1235 |  | General Mechanical | QSOR-0001292
IMME size/duty mark — 28mm | 16.2232 |  | General Mechanical | QSOR-0001293
IMME size/duty mark — 35mm | 21.2877 |  | General Mechanical | QSOR-0001294
IMME size/duty mark — 42mm | 28.7791 |  | General Mechanical | QSOR-0001295
IMME size/duty mark — 54mm | 34.1774 |  | General Mechanical | QSOR-0001296
IMME Press-fit connection component (Press-fit reducers) |  | Sub Catergory | General Mechanical
IMME size/duty mark — 22 × 15mm | 16.5912 |  | General Mechanical | QSOR-0001297
IMME size/duty mark — 28 × 15mm | 21.4973 |  | General Mechanical | QSOR-0001298
IMME size/duty mark — 28 × 22mm | 21.5814 |  | General Mechanical | QSOR-0001299
IMME size/duty mark — 35 × 22mm | 22.7011 |  | General Mechanical | QSOR-0001300
IMME size/duty mark — 35 × 28mm | 24.9744 |  | General Mechanical | QSOR-0001301
IMME size/duty mark — 42 × 22mm | 28.9094 |  | General Mechanical | QSOR-0001302
IMME size/duty mark — 42 × 28mm | 30.092 |  | General Mechanical | QSOR-0001303
IMME size/duty mark — 42 × 35mm | 30.0217 |  | General Mechanical | QSOR-0001304
IMME size/duty mark — 54 × 35mm | 35.4902 |  | General Mechanical | QSOR-0001305
IMME size/duty mark — 54 × 42mm | 38.9312 |  | General Mechanical | QSOR-0001306
IMME Press-fit connection component (Press-fit elbows) |  | Sub Catergory | General Mechanical
IMME size/duty mark — 15mm | 14.675 |  | General Mechanical | QSOR-0001307
IMME size/duty mark — 22mm | 16.0149 |  | General Mechanical | QSOR-0001308
IMME size/duty mark — 28mm | 21.8356 |  | General Mechanical | QSOR-0001309
IMME size/duty mark — 35mm | 28.8906 |  | General Mechanical | QSOR-0001310
IMME size/duty mark — 42mm | 42.6382 |  | General Mechanical | QSOR-0001311
IMME size/duty mark — 54mm | 54.8377 |  | General Mechanical | QSOR-0001312
IMME Press-fit connection component (Press-fit tee fittings) |  | Sub Catergory | General Mechanical
IMME size/duty mark — 15mm | 24.1806 |  | General Mechanical | QSOR-0001313
IMME size/duty mark — 22mm | 26.1356 |  | General Mechanical | QSOR-0001314
IMME size/duty mark — 28mm | 31.9738 |  | General Mechanical | QSOR-0001315
IMME size/duty mark — 35mm | 39.2532 |  | General Mechanical | QSOR-0001316
IMME size/duty mark — 42mm | 58.1625 |  | General Mechanical | QSOR-0001317
IMME size/duty mark — 54mm | 70.1072 |  | General Mechanical | QSOR-0001318
IMME Press-fit connection component (Press-fit reducing tee fittings) |  | Sub Catergory | General Mechanical
IMME size/duty mark — 22 × 15mm | 25.7539 |  | General Mechanical | QSOR-0001319
IMME size/duty mark — 28 × 15mm | 30.319 |  | General Mechanical | QSOR-0001320
IMME size/duty mark — 28 × 22mm | 35.9071 |  | General Mechanical | QSOR-0001321
IMME size/duty mark — 35 × 22mm | 38.4844 |  | General Mechanical | QSOR-0001322
IMME size/duty mark — 35 × 28mm | 41.1275 |  | General Mechanical | QSOR-0001323
IMME size/duty mark — 42 × 28mm | 53.3192 |  | General Mechanical | QSOR-0001324
IMME size/duty mark — 42 × 35mm | 58.1486 |  | General Mechanical | QSOR-0001325
IMME size/duty mark — 54 × 35mm | 84.0674 |  | General Mechanical | QSOR-0001326
IMME size/duty mark — 54 × 42mm | 85.2351 |  | General Mechanical | QSOR-0001327
IMME size/duty mark — Press-fit male connectors |  | Sub Catergory | General Mechanical
IMME size/duty mark — 15mm | 14.0453 |  | General Mechanical | QSOR-0001328
IMME size/duty mark — 22mm | 17.2565 |  | General Mechanical | QSOR-0001329
IMME size/duty mark — 28mm | 24.2977 |  | General Mechanical | QSOR-0001330
IMME size/duty mark — 35mm | 32.3538 |  | General Mechanical | QSOR-0001331
IMME size/duty mark — 42mm | 41.6347 |  | General Mechanical | QSOR-0001332
IMME size/duty mark — 54mm | 71.8163 |  | General Mechanical | QSOR-0001333
IMME component class (Compression-to-copper joints) |  | Sub Catergory | General Mechanical
IMME size/duty mark — 15mm | 62.624 |  | General Mechanical | QSOR-0001334
IMME size/duty mark — 22mm | 75.8518 |  | General Mechanical | QSOR-0001335
IMME size/duty mark — 28mm | 94.5389 |  | General Mechanical | QSOR-0001336
IMME size/duty mark — 35mm | 139.2711 |  | General Mechanical | QSOR-0001337
IMME size/duty mark — 42mm | 206.8135 |  | General Mechanical | QSOR-0001338
IMME size/duty mark — 54mm | 275.5806 |  | General Mechanical | QSOR-0001339
IMME Flow control component (Brass ball valves) |  | Sub Catergory | General Mechanical
IMME size/duty mark — 15mm | 20.3814 |  | General Mechanical | QSOR-0001340
IMME size/duty mark — 22mm | 30.7384 |  | General Mechanical | QSOR-0001341
IMME size/duty mark — 28mm | 85.8065 |  | General Mechanical | QSOR-0001342
IMME Flow control component (Gate valves) |  | Sub Catergory | General Mechanical
IMME size/duty mark — 15mm | 62.8209 |  | General Mechanical | QSOR-0001343
IMME size/duty mark — 22mm | 71.0765 |  | General Mechanical | QSOR-0001344
IMME size/duty mark — 28mm | 91.2231 |  | General Mechanical | QSOR-0001345
IMME size/duty mark — 35mm | 138.7859 |  | General Mechanical | QSOR-0001346
IMME size/duty mark — 42mm | 207.7638 |  | General Mechanical | QSOR-0001347
IMME size/duty mark — 54mm | 284.7921 |  | General Mechanical | QSOR-0001348
IMME Flow control component (Stopcock valves) |  | Sub Catergory | General Mechanical
IMME size/duty mark — 15mm | 31.5914 |  | General Mechanical | QSOR-0001349
IMME size/duty mark — 22mm | 42.9049 |  | General Mechanical | QSOR-0001350
IMME size/duty mark — 28mm | 89.1451 |  | General Mechanical | QSOR-0001351
IMME size/duty mark — 35mm | 156.945 |  | General Mechanical | QSOR-0001352
IMME size/duty mark — 42mm | 199.9573 |  | General Mechanical | QSOR-0001353
IMME size/duty mark — 54mm | 287.9901 |  | General Mechanical | QSOR-0001354
IMME Flow control component (Double-union stopcock valves) |  | Sub Catergory | General Mechanical
IMME size/duty mark — 15mm | 61.8379 |  | General Mechanical | QSOR-0001355
IMME size/duty mark — 22mm | 76.7729 |  | General Mechanical | QSOR-0001356
IMME size/duty mark — 28mm | 108.2101 |  | General Mechanical | QSOR-0001357
IMME size/duty mark — 35mm | 199.9835 |  | General Mechanical | QSOR-0001358
IMME size/duty mark — 42mm | 283.4396 |  | General Mechanical | QSOR-0001359
IMME size/duty mark — 54mm | 463.6249 |  | General Mechanical | QSOR-0001360
IMME InoxFlow stainless steel pipe system |  | CATERGORY | General Mechanical
Linear service route (pipework) |  | Sub Catergory | General Mechanical
IMME size/duty mark — 15mm | 25.2458 |  | General Mechanical | QSOR-0001361
IMME size/duty mark — 22mm | 29.6299 |  | General Mechanical | QSOR-0001362
IMME size/duty mark — 28mm | 34.6323 |  | General Mechanical | QSOR-0001363
IMME size/duty mark — 35mm | 46.0559 |  | General Mechanical | QSOR-0001364
IMME size/duty mark — 42mm | 52.4947 |  | General Mechanical | QSOR-0001365
IMME size/duty mark — 54mm | 63.5988 |  | General Mechanical | QSOR-0001366
Ring support assembly (pipe ring/bracket) |  | Sub Catergory | General Mechanical
IMME size/duty mark — 15mm | 29.1306 |  | General Mechanical | QSOR-0001367
IMME size/duty mark — 22mm | 32.6914 |  | General Mechanical | QSOR-0001368
IMME size/duty mark — 28mm | 34.7589 |  | General Mechanical | QSOR-0001369
IMME size/duty mark — 35mm | 37.1148 |  | General Mechanical | QSOR-0001370
IMME size/duty mark — 42mm | 42.248 |  | General Mechanical | QSOR-0001371
IMME size/duty mark — 54mm | 47.3078 |  | General Mechanical | QSOR-0001372
Join interfaces (couplings) |  | Sub Catergory | General Mechanical
IMME size/duty mark — 15mm | 15.1128 |  | General Mechanical | QSOR-0001373
IMME size/duty mark — 22mm | 16.8158 |  | General Mechanical | QSOR-0001374
IMME size/duty mark — 28mm | 20.2819 |  | General Mechanical | QSOR-0001375
IMME size/duty mark — 35mm | 27.6231 |  | General Mechanical | QSOR-0001376
IMME size/duty mark — 42mm | 30.7475 |  | General Mechanical | QSOR-0001377
IMME size/duty mark — 54mm | 38.7354 |  | General Mechanical | QSOR-0001378
Route-change geometry (bend) |  | Sub Catergory | General Mechanical
IMME size/duty mark — 15mm | 22.2179 |  | General Mechanical | QSOR-0001379
IMME size/duty mark — 22mm | 26.982 |  | General Mechanical | QSOR-0001380
IMME size/duty mark — 28mm | 30.9294 |  | General Mechanical | QSOR-0001381
IMME size/duty mark — 35mm | 36.7938 |  | General Mechanical | QSOR-0001382
IMME size/duty mark — 42mm | 44.5301 |  | General Mechanical | QSOR-0001383
IMME size/duty mark — 54mm | 51.3058 |  | General Mechanical | QSOR-0001384
Diameter transition interface (reducer) |  | Sub Catergory | General Mechanical
IMME size/duty mark — 22 x 15mm | 28.8818 |  | General Mechanical | QSOR-0001385
IMME size/duty mark — 28 x 22mm | 31.4999 |  | General Mechanical | QSOR-0001386
IMME size/duty mark — 35 x 28mm | 36.6837 |  | General Mechanical | QSOR-0001387
IMME size/duty mark — 42 x 35mm | 42.9017 |  | General Mechanical | QSOR-0001388
IMME size/duty mark — 54 x 42mm | 75.4542 |  | General Mechanical | QSOR-0001389
IMME Connection interface component (Tap/tank connector) |  | Sub Catergory | General Mechanical
IMME size/duty mark — 15mm | 45.4244 |  | General Mechanical | QSOR-0001390
IMME size/duty mark — 22mm | 61.2032 |  | General Mechanical | QSOR-0001391
IMME size/duty mark — 28mm | 76.3045 |  | General Mechanical | QSOR-0001392
IMME size/duty mark — 35mm | 111.3236 |  | General Mechanical | QSOR-0001393
IMME size/duty mark — 42mm | 137.6344 |  | General Mechanical | QSOR-0001394
IMME size/duty mark — 54mm | 197.0828 |  | General Mechanical | QSOR-0001395
Tee branch node (tee) |  | Sub Catergory | General Mechanical
IMME size/duty mark — 15mm | 27.4773 |  | General Mechanical | QSOR-0001396
IMME size/duty mark — 22mm | 30.6915 |  | General Mechanical | QSOR-0001397
IMME size/duty mark — 28mm | 35.135 |  | General Mechanical | QSOR-0001398
IMME size/duty mark — 35mm | 63.9488 |  | General Mechanical | QSOR-0001399
IMME size/duty mark — 42mm | 75.7256 |  | General Mechanical | QSOR-0001400
IMME size/duty mark — 54mm | 116.8511 |  | General Mechanical | QSOR-0001401
IMME Connection interface component (Union connector) |  | Sub Catergory | General Mechanical
IMME size/duty mark — 15mm | 45.179 |  | General Mechanical | QSOR-0001402
IMME size/duty mark — 22mm | 55.02 |  | General Mechanical | QSOR-0001403
IMME size/duty mark — 28mm | 62.4712 |  | General Mechanical | QSOR-0001404
IMME size/duty mark — 35mm | 74.8789 |  | General Mechanical | QSOR-0001405
IMME size/duty mark — 42mm | 91.1205 |  | General Mechanical | QSOR-0001406
IMME size/duty mark — 54mm | 104.9693 |  | General Mechanical | QSOR-0001407
IMME PressCore stainless press-fit system |  | CATERGORY | General Mechanical
Linear service route (pipework) |  | Sub Catergory | General Mechanical
IMME size/duty mark — 15mm | 28.5437 |  | General Mechanical | QSOR-0001408
IMME size/duty mark — 22mm | 34.9451 |  | General Mechanical | QSOR-0001409
IMME size/duty mark — 28mm | 39.7233 |  | General Mechanical | QSOR-0001410
IMME size/duty mark — 35mm | 53.1023 |  | General Mechanical | QSOR-0001411
IMME size/duty mark — 42mm | 61.5128 |  | General Mechanical | QSOR-0001412
IMME size/duty mark — 54mm | 73.6839 |  | General Mechanical | QSOR-0001413
Join interfaces (couplings) |  | Sub Catergory | General Mechanical
IMME size/duty mark — 15mm | 26.1881 |  | General Mechanical | QSOR-0001414
IMME size/duty mark — 22mm | 29.6461 |  | General Mechanical | QSOR-0001415
IMME size/duty mark — 28mm | 32.5538 |  | General Mechanical | QSOR-0001416
IMME size/duty mark — 35mm | 39.1944 |  | General Mechanical | QSOR-0001417
IMME size/duty mark — 42mm | 49.3617 |  | General Mechanical | QSOR-0001418
IMME size/duty mark — 54mm | 56.5791 |  | General Mechanical | QSOR-0001419
Line stop point (stop end) |  | Sub Catergory | General Mechanical
IMME size/duty mark — 22mm | 18.4169 |  | General Mechanical | QSOR-0001420
IMME size/duty mark — 28mm | 22.147 |  | General Mechanical | QSOR-0001421
IMME size/duty mark — 35mm | 28.3562 |  | General Mechanical | QSOR-0001422
IMME size/duty mark — 42mm | 37.6405 |  | General Mechanical | QSOR-0001423
IMME size/duty mark — 54mm | 44.6998 |  | General Mechanical | QSOR-0001424
Diameter transition interface (reducer) |  | Sub Catergory | General Mechanical
IMME size/duty mark — 22 x 15mm | 30.975 |  | General Mechanical | QSOR-0001425
IMME size/duty mark — 28 x 15mm | 31.6102 |  | General Mechanical | QSOR-0001426
IMME size/duty mark — 28 x 22mm | 34.1166 |  | General Mechanical | QSOR-0001427
IMME size/duty mark — 35 x 22mm | 35.0401 |  | General Mechanical | QSOR-0001428
IMME size/duty mark — 35 x 28mm | 44.2995 |  | General Mechanical | QSOR-0001429
IMME size/duty mark — 42 x 35mm | 49.1819 |  | General Mechanical | QSOR-0001430
IMME size/duty mark — 54 x 42mm | 54.7222 |  | General Mechanical | QSOR-0001431
Route-change geometry (bend) |  | Sub Catergory | General Mechanical
IMME size/duty mark — 15mm | 31.9436 |  | General Mechanical | QSOR-0001432
IMME size/duty mark — 22mm | 39.612 |  | General Mechanical | QSOR-0001433
IMME size/duty mark — 28mm | 47.1557 |  | General Mechanical | QSOR-0001434
IMME size/duty mark — 35mm | 66.7095 |  | General Mechanical | QSOR-0001435
IMME size/duty mark — 42mm | 93.2385 |  | General Mechanical | QSOR-0001436
IMME size/duty mark — 54mm | 120.553 |  | General Mechanical | QSOR-0001437
Tee branch node (tee) |  | Sub Catergory | General Mechanical
IMME size/duty mark — 15mm | 51.1244 |  | General Mechanical | QSOR-0001438
IMME size/duty mark — 22mm | 57.3481 |  | General Mechanical | QSOR-0001439
IMME size/duty mark — 28mm | 66.4504 |  | General Mechanical | QSOR-0001440
IMME size/duty mark — 35mm | 77.0296 |  | General Mechanical | QSOR-0001441
IMME size/duty mark — 42mm | 102.1414 |  | General Mechanical | QSOR-0001442
IMME size/duty mark — 54mm | 118.6267 |  | General Mechanical | QSOR-0001443
Stepped branch node (reducing tee) |  | Sub Catergory | General Mechanical
IMME size/duty mark — 22 × 15mm | 57.5082 |  | General Mechanical | QSOR-0001444
IMME size/duty mark — 28 × 15mm | 63.3807 |  | General Mechanical | QSOR-0001445
IMME size/duty mark — 28 × 22mm | 68.8758 |  | General Mechanical | QSOR-0001446
IMME size/duty mark — 35 × 22mm | 76.0361 |  | General Mechanical | QSOR-0001447
IMME size/duty mark — 35 × 28mm | 83.6545 |  | General Mechanical | QSOR-0001448
IMME size/duty mark — 42 × 28mm | 92.0434 |  | General Mechanical | QSOR-0001449
IMME size/duty mark — 42 × 35mm | 101.1685 |  | General Mechanical | QSOR-0001450
IMME size/duty mark — 54 × 35mm | 111.4005 |  | General Mechanical | QSOR-0001451
IMME size/duty mark — 54 × 42mm | 122.5079 |  | General Mechanical | QSOR-0001452
IMME ZincSteel service pipe system |  | CATERGORY | General Mechanical
Heavy-wall route class (heavy duty pipework) |  | Sub Catergory | General Mechanical
IMME size/duty mark — 10mm | 35.6596 |  | General Mechanical | QSOR-0001453
IMME size/duty mark — 15mm | 40.8605 |  | General Mechanical | QSOR-0001454
IMME size/duty mark — 20mm | 42.8319 |  | General Mechanical | QSOR-0001455
IMME size/duty mark — 25mm | 45.5743 |  | General Mechanical | QSOR-0001456
IMME size/duty mark — 32mm | 50.9174 |  | General Mechanical | QSOR-0001457
IMME size/duty mark — 40mm | 57.1195 |  | General Mechanical | QSOR-0001458
IMME size/duty mark — 50mm | 66.0599 |  | General Mechanical | QSOR-0001459
IMME size/duty mark — 65mm | 78.7826 |  | General Mechanical | QSOR-0001460
IMME size/duty mark — 80mm | 96.0354 |  | General Mechanical | QSOR-0001461
IMME size/duty mark — 100mm | 156.9189 |  | General Mechanical | QSOR-0001462
IMME size/duty mark — 125mm | 214.4614 |  | General Mechanical | QSOR-0001463
IMME size/duty mark — 150mm | 249.1606 |  | General Mechanical | QSOR-0001464
Medium-wall route class (medium duty pipework) |  | Sub Catergory | General Mechanical
IMME size/duty mark — 10mm | 28.4223 |  | General Mechanical | QSOR-0001465
IMME size/duty mark — 15mm | 32.7984 |  | General Mechanical | QSOR-0001466
IMME size/duty mark — 20mm | 34.5565 |  | General Mechanical | QSOR-0001467
IMME size/duty mark — 25mm | 36.3389 |  | General Mechanical | QSOR-0001468
IMME size/duty mark — 32mm | 40.5241 |  | General Mechanical | QSOR-0001469
IMME size/duty mark — 40mm | 45.245 |  | General Mechanical | QSOR-0001470
IMME size/duty mark — 50mm | 51.9355 |  | General Mechanical | QSOR-0001471
IMME size/duty mark — 65mm | 62.101 |  | General Mechanical | QSOR-0001472
IMME size/duty mark — 80mm | 75.8486 |  | General Mechanical | QSOR-0001473
IMME size/duty mark — 100mm | 124.6217 |  | General Mechanical | QSOR-0001474
IMME size/duty mark — 125mm | 170.6289 |  | General Mechanical | QSOR-0001475
IMME size/duty mark — 150mm | 198.0198 |  | General Mechanical | QSOR-0001476
Ring support assembly (pipe ring/bracket) |  | Sub Catergory | General Mechanical
IMME size/duty mark — 15mm | 7.8487 |  | General Mechanical | QSOR-0001477
IMME size/duty mark — 20mm | 8.1393 |  | General Mechanical | QSOR-0001478
IMME size/duty mark — 25mm | 8.8321 |  | General Mechanical | QSOR-0001479
IMME size/duty mark — 32mm | 10.4658 |  | General Mechanical | QSOR-0001480
IMME size/duty mark — 40mm | 12.7093 |  | General Mechanical | QSOR-0001481
IMME size/duty mark — 50mm | 14.1623 |  | General Mechanical | QSOR-0001482
IMME size/duty mark — 65mm | 18.587 |  | General Mechanical | QSOR-0001483
IMME size/duty mark — 80mm | 23.9487 |  | General Mechanical | QSOR-0001484
IMME size/duty mark — 100mm | 28.8947 |  | General Mechanical | QSOR-0001485
Bolted flange interface (flange) |  | Sub Catergory | General Mechanical
IMME size/duty mark — 15mm | 42.2143 |  | General Mechanical | QSOR-0001486
IMME size/duty mark — 20mm | 46.8458 |  | General Mechanical | QSOR-0001487
IMME size/duty mark — 25mm | 48.8691 |  | General Mechanical | QSOR-0001488
IMME size/duty mark — 32mm | 52.594 |  | General Mechanical | QSOR-0001489
IMME size/duty mark — 40mm | 55.5728 |  | General Mechanical | QSOR-0001490
IMME size/duty mark — 50mm | 62.4051 |  | General Mechanical | QSOR-0001491
IMME size/duty mark — 65mm | 81.5896 |  | General Mechanical | QSOR-0001492
IMME size/duty mark — 80mm | 105.5974 |  | General Mechanical | QSOR-0001493
IMME size/duty mark — 100mm | 123.5071 |  | General Mechanical | QSOR-0001494
IMME size/duty mark — 125mm | 196.3556 |  | General Mechanical | QSOR-0001495
IMME size/duty mark — 150mm | 213.1813 |  | General Mechanical | QSOR-0001496
Threaded nipple interface (nipple) |  | Sub Catergory | General Mechanical
IMME size/duty mark — 15mm | 21.7549 |  | General Mechanical | QSOR-0001497
IMME size/duty mark — 20mm | 29.7384 |  | General Mechanical | QSOR-0001498
IMME size/duty mark — 25mm | 33.4991 |  | General Mechanical | QSOR-0001499
IMME size/duty mark — 32mm | 40.6623 |  | General Mechanical | QSOR-0001500
IMME size/duty mark — 40mm | 46.3835 |  | General Mechanical | QSOR-0001501
IMME size/duty mark — 50mm | 56.5588 |  | General Mechanical | QSOR-0001502
IMME size/duty mark — 65mm | 77.6168 |  | General Mechanical | QSOR-0001503
IMME size/duty mark — 80mm | 96.7639 |  | General Mechanical | QSOR-0001504
IMME size/duty mark — 100mm | 142.7063 |  | General Mechanical | QSOR-0001505
IMME size/duty mark — 125mm | 206.3443 |  | General Mechanical | QSOR-0001506
IMME size/duty mark — 150mm | 281.3956 |  | General Mechanical | QSOR-0001507
IMME size/duty mark — 90Deg / Bends |  | Sub Catergory | General Mechanical
IMME size/duty mark — 15mm | 28.3094 |  | General Mechanical | QSOR-0001508
IMME size/duty mark — 20mm | 37.2361 |  | General Mechanical | QSOR-0001509
IMME size/duty mark — 25mm | 45.388 |  | General Mechanical | QSOR-0001510
IMME size/duty mark — 32mm | 55.7814 |  | General Mechanical | QSOR-0001511
IMME size/duty mark — 40mm | 66.8548 |  | General Mechanical | QSOR-0001512
IMME size/duty mark — 50mm | 86.7448 |  | General Mechanical | QSOR-0001513
IMME size/duty mark — 65mm | 167.2758 |  | General Mechanical | QSOR-0001514
IMME size/duty mark — 80mm | 193.9358 |  | General Mechanical | QSOR-0001515
IMME size/duty mark — 100mm | 213.7588 |  | General Mechanical | QSOR-0001516
IMME size/duty mark — 125mm | 234.6511 |  | General Mechanical | QSOR-0001517
IMME size/duty mark — 150mm | 258.8893 |  | General Mechanical | QSOR-0001518
Socket transition interfaces (sockets) |  | Sub Catergory | General Mechanical
IMME size/duty mark — 15mm | 25.1063 |  | General Mechanical | QSOR-0001519
IMME size/duty mark — 20mm | 32.6654 |  | General Mechanical | QSOR-0001520
IMME size/duty mark — 25mm | 37.8766 |  | General Mechanical | QSOR-0001521
IMME size/duty mark — 32mm | 44.702 |  | General Mechanical | QSOR-0001522
IMME size/duty mark — 40mm | 51.7427 |  | General Mechanical | QSOR-0001523
IMME size/duty mark — 50mm | 64.3318 |  | General Mechanical | QSOR-0001524
IMME size/duty mark — 65mm | 85.8242 |  | General Mechanical | QSOR-0001525
IMME size/duty mark — 80mm | 103.6826 |  | General Mechanical | QSOR-0001526
IMME size/duty mark — 100mm | 155.744 |  | General Mechanical | QSOR-0001527
IMME size/duty mark — 150mm | 280.686 |  | General Mechanical | QSOR-0001528
Centred diameter transition (concentric reducing socket) |  | Sub Catergory | General Mechanical
IMME size/duty mark — 20 x 15mm | 36.764 |  | General Mechanical | QSOR-0001529
IMME size/duty mark — 25 × 15mm | 39.772 |  | General Mechanical | QSOR-0001530
IMME size/duty mark — 25 × 20mm | 54.1538 |  | General Mechanical | QSOR-0001531
IMME size/duty mark — 32 × 25mm | 61.9699 |  | General Mechanical | QSOR-0001532
IMME size/duty mark — 40 × 25mm | 57.2299 |  | General Mechanical | QSOR-0001533
IMME size/duty mark — 40 × 32mm | 69.5401 |  | General Mechanical | QSOR-0001534
IMME size/duty mark — 50 × 25mm | 74.9388 |  | General Mechanical | QSOR-0001535
IMME size/duty mark — 50 × 40mm | 86.1267 |  | General Mechanical | QSOR-0001536
IMME size/duty mark — 65 × 50mm | 94.9073 |  | General Mechanical | QSOR-0001537
IMME size/duty mark — 80 × 50mm | 113.3653 |  | General Mechanical | QSOR-0001538
IMME size/duty mark — 100 × 50mm | 174.7559 |  | General Mechanical | QSOR-0001539
IMME size/duty mark — 100 × 80mm | 300.4395 |  | General Mechanical | QSOR-0001540
IMME size/duty mark — 150 × 100mm | 342.2054 |  | General Mechanical | QSOR-0001541
Threaded closure interface (plug) |  | Sub Catergory | General Mechanical
IMME size/duty mark — 15mm | 13.8488 |  | General Mechanical | QSOR-0001542
IMME size/duty mark — 20mm | 18.8227 |  | General Mechanical | QSOR-0001543
IMME size/duty mark — 25mm | 23.8663 |  | General Mechanical | QSOR-0001544
IMME size/duty mark — 32mm | 30.0431 |  | General Mechanical | QSOR-0001545
IMME size/duty mark — 40mm | 33.9944 |  | General Mechanical | QSOR-0001546
IMME size/duty mark — 50mm | 42.966 |  | General Mechanical | QSOR-0001547
IMME size/duty mark — 65mm | 70.2275 |  | General Mechanical | QSOR-0001548
IMME size/duty mark — 80mm | 108.4545 |  | General Mechanical | QSOR-0001549
IMME size/duty mark — 100mm | 190.8272 |  | General Mechanical | QSOR-0001550
Terminal seal point (end cap) |  | Sub Catergory | General Mechanical
IMME size/duty mark — 15mm | 20.7165 |  | General Mechanical | QSOR-0001551
IMME size/duty mark — 20mm | 25.5608 |  | General Mechanical | QSOR-0001552
IMME size/duty mark — 25mm | 33.7175 |  | General Mechanical | QSOR-0001553
IMME size/duty mark — 32mm | 48.8296 |  | General Mechanical | QSOR-0001554
IMME size/duty mark — 40mm | 53.9558 |  | General Mechanical | QSOR-0001555
IMME size/duty mark — 50mm | 74.6435 |  | General Mechanical | QSOR-0001556
IMME size/duty mark — 65mm | 111.652 |  | General Mechanical | QSOR-0001557
IMME size/duty mark — 80mm | 165.2707 |  | General Mechanical | QSOR-0001558
IMME size/duty mark — 100mm | 270.5571 |  | General Mechanical | QSOR-0001559
Equal branch node (equal tee) |  | Sub Catergory | General Mechanical
IMME size/duty mark — 15mm | 32.8968 |  | General Mechanical | QSOR-0001560
IMME size/duty mark — 20mm | 43.2851 |  | General Mechanical | QSOR-0001561
IMME size/duty mark — 25mm | 50.1235 |  | General Mechanical | QSOR-0001562
IMME size/duty mark — 32mm | 62.0664 |  | General Mechanical | QSOR-0001563
IMME size/duty mark — 40mm | 73.2258 |  | General Mechanical | QSOR-0001564
IMME size/duty mark — 50mm | 89.7101 |  | General Mechanical | QSOR-0001565
IMME size/duty mark — 65mm | 156.0132 |  | General Mechanical | QSOR-0001566
IMME size/duty mark — 80mm | 183.0196 |  | General Mechanical | QSOR-0001567
IMME size/duty mark — 100mm | 278.5489 |  | General Mechanical | QSOR-0001568
IMME size/duty mark — 125mm | 409.8879 |  | General Mechanical | QSOR-0001569
IMME size/duty mark — 150mm | 559.7489 |  | General Mechanical | QSOR-0001570
Stepped branch node (reducing tee/branch) |  | Sub Catergory | General Mechanical
IMME size/duty mark — 20 × 15mm | 50.738 |  | General Mechanical | QSOR-0001571
IMME size/duty mark — 25 × 15mm | 58.5798 |  | General Mechanical | QSOR-0001572
IMME size/duty mark — 25 × 20mm | 58.9204 |  | General Mechanical | QSOR-0001573
IMME size/duty mark — 32 × 25mm | 73.1646 |  | General Mechanical | QSOR-0001574
IMME size/duty mark — 40 × 25mm | 85.5944 |  | General Mechanical | QSOR-0001575
IMME size/duty mark — 40 × 32mm | 92.1485 |  | General Mechanical | QSOR-0001576
IMME size/duty mark — 50 × 25mm | 103.3748 |  | General Mechanical | QSOR-0001577
IMME size/duty mark — 50 × 40mm | 114.1741 |  | General Mechanical | QSOR-0001578
IMME size/duty mark — 65 × 50mm | 149.9361 |  | General Mechanical | QSOR-0001579
IMME size/duty mark — 80 × 50mm | 184.2834 |  | General Mechanical | QSOR-0001580
IMME size/duty mark — 100 × 50mm | 273.1114 |  | General Mechanical | QSOR-0001581
IMME size/duty mark — 100 × 80mm | 329.674 |  | General Mechanical | QSOR-0001582
IMME size/duty mark — 150 × 100mm | 501.8163 |  | General Mechanical | QSOR-0001583
Four-way node fittings (cross) |  | Sub Catergory | General Mechanical
IMME size/duty mark — 15mm | 45.777 |  | General Mechanical | QSOR-0001584
IMME size/duty mark — 20mm | 62.5188 |  | General Mechanical | QSOR-0001585
IMME size/duty mark — 25mm | 72.1808 |  | General Mechanical | QSOR-0001586
IMME size/duty mark — 32mm | 89.1333 |  | General Mechanical | QSOR-0001587
IMME size/duty mark — 40mm | 106.7102 |  | General Mechanical | QSOR-0001588
IMME size/duty mark — 50mm | 137.8365 |  | General Mechanical | QSOR-0001589
IMME size/duty mark — 65mm | 178.5372 |  | General Mechanical | QSOR-0001590
IMME size/duty mark — 80mm | 219.6698 |  | General Mechanical | QSOR-0001591
IMME size/duty mark — 100mm | 263.4222 |  | General Mechanical | QSOR-0001592
IMME WeldSteel heating + closed-circuit pipe system |  | CATERGORY | General Mechanical
Heavy-wall route class (heavy duty pipework) |  | Sub Catergory | General Mechanical
IMME size/duty mark — 10mm | 25.295 |  | General Mechanical | QSOR-0001593
IMME size/duty mark — 15mm | 28.8838 |  | General Mechanical | QSOR-0001594
IMME size/duty mark — 20mm | 30.4859 |  | General Mechanical | QSOR-0001595
IMME size/duty mark — 25mm | 32.2678 |  | General Mechanical | QSOR-0001596
IMME size/duty mark — 32mm | 35.7422 |  | General Mechanical | QSOR-0001597
IMME size/duty mark — 40mm | 40.1997 |  | General Mechanical | QSOR-0001598
IMME size/duty mark — 50mm | 46.2971 |  | General Mechanical | QSOR-0001599
IMME size/duty mark — 65mm | 55.3028 |  | General Mechanical | QSOR-0001600
IMME size/duty mark — 80mm | 67.5217 |  | General Mechanical | QSOR-0001601
IMME size/duty mark — 100mm | 110.0824 |  | General Mechanical | QSOR-0001602
IMME size/duty mark — 125mm | 150.5284 |  | General Mechanical | QSOR-0001603
IMME size/duty mark — 150mm | 174.5095 |  | General Mechanical | QSOR-0001604
Medium-wall route class (medium duty pipework) |  | Sub Catergory | General Mechanical
IMME size/duty mark — 10mm | 19.7253 |  | General Mechanical | QSOR-0001605
IMME size/duty mark — 15mm | 22.745 |  | General Mechanical | QSOR-0001606
IMME size/duty mark — 20mm | 23.8965 |  | General Mechanical | QSOR-0001607
IMME size/duty mark — 25mm | 25.1035 |  | General Mechanical | QSOR-0001608
IMME size/duty mark — 32mm | 27.9088 |  | General Mechanical | QSOR-0001609
IMME size/duty mark — 40mm | 31.2596 |  | General Mechanical | QSOR-0001610
IMME size/duty mark — 50mm | 35.8134 |  | General Mechanical | QSOR-0001611
IMME size/duty mark — 65mm | 42.6893 |  | General Mechanical | QSOR-0001612
IMME size/duty mark — 80mm | 51.7971 |  | General Mechanical | QSOR-0001613
IMME size/duty mark — 100mm | 86.2632 |  | General Mechanical | QSOR-0001614
IMME size/duty mark — 125mm | 117.0859 |  | General Mechanical | QSOR-0001615
IMME size/duty mark — 150mm | 135.5824 |  | General Mechanical | QSOR-0001616
Ring support assembly (pipe ring/bracket) |  | Sub Catergory | General Mechanical
IMME size/duty mark — 15mm | 5.6625 |  | General Mechanical | QSOR-0001617
IMME size/duty mark — 20mm | 5.8676 |  | General Mechanical | QSOR-0001618
IMME size/duty mark — 25mm | 6.3064 |  | General Mechanical | QSOR-0001619
IMME size/duty mark — 32mm | 7.4358 |  | General Mechanical | QSOR-0001620
IMME size/duty mark — 40mm | 8.9254 |  | General Mechanical | QSOR-0001621
IMME size/duty mark — 50mm | 9.9877 |  | General Mechanical | QSOR-0001622
IMME size/duty mark — 65mm | 12.9351 |  | General Mechanical | QSOR-0001623
IMME size/duty mark — 80mm | 16.6973 |  | General Mechanical | QSOR-0001624
IMME size/duty mark — 100mm | 19.8748 |  | General Mechanical | QSOR-0001625
Bolted flange interface (flange) |  | Sub Catergory | General Mechanical
IMME size/duty mark — 15mm | 29.2526 |  | General Mechanical | QSOR-0001626
IMME size/duty mark — 20mm | 32.3622 |  | General Mechanical | QSOR-0001627
IMME size/duty mark — 25mm | 33.874 |  | General Mechanical | QSOR-0001628
IMME size/duty mark — 32mm | 36.0756 |  | General Mechanical | QSOR-0001629
IMME size/duty mark — 40mm | 38.1005 |  | General Mechanical | QSOR-0001630
IMME size/duty mark — 50mm | 42.977 |  | General Mechanical | QSOR-0001631
IMME size/duty mark — 65mm | 56.1288 |  | General Mechanical | QSOR-0001632
IMME size/duty mark — 80mm | 72.8249 |  | General Mechanical | QSOR-0001633
IMME size/duty mark — 100mm | 84.9118 |  | General Mechanical | QSOR-0001634
IMME size/duty mark — 125mm | 134.8397 |  | General Mechanical | QSOR-0001635
IMME size/duty mark — 150mm | 144.8591 |  | General Mechanical | QSOR-0001636
Threaded nipple interface (nipple) |  | Sub Catergory | General Mechanical
IMME size/duty mark — 15mm | 15.2376 |  | General Mechanical | QSOR-0001637
IMME size/duty mark — 20mm | 20.625 |  | General Mechanical | QSOR-0001638
IMME size/duty mark — 25mm | 23.2893 |  | General Mechanical | QSOR-0001639
IMME size/duty mark — 32mm | 28.2392 |  | General Mechanical | QSOR-0001640
IMME size/duty mark — 40mm | 32.1048 |  | General Mechanical | QSOR-0001641
IMME size/duty mark — 50mm | 39.1456 |  | General Mechanical | QSOR-0001642
IMME size/duty mark — 65mm | 53.5213 |  | General Mechanical | QSOR-0001643
IMME size/duty mark — 80mm | 66.5906 |  | General Mechanical | QSOR-0001644
IMME size/duty mark — 100mm | 97.68 |  | General Mechanical | QSOR-0001645
IMME size/duty mark — 125mm | 141.2763 |  | General Mechanical | QSOR-0001646
IMME size/duty mark — 150mm | 193.117 |  | General Mechanical | QSOR-0001647
IMME size/duty mark — 90Deg / Bends |  | Sub Catergory | General Mechanical
IMME size/duty mark — 15mm | 19.5413 |  | General Mechanical | QSOR-0001648
IMME size/duty mark — 20mm | 25.5115 |  | General Mechanical | QSOR-0001649
IMME size/duty mark — 25mm | 31.1505 |  | General Mechanical | QSOR-0001650
IMME size/duty mark — 32mm | 38.2213 |  | General Mechanical | QSOR-0001651
IMME size/duty mark — 40mm | 45.6028 |  | General Mechanical | QSOR-0001652
IMME size/duty mark — 50mm | 59.4057 |  | General Mechanical | QSOR-0001653
IMME size/duty mark — 65mm | 114.593 |  | General Mechanical | QSOR-0001654
IMME size/duty mark — 80mm | 136.1239 |  | General Mechanical | QSOR-0001655
IMME size/duty mark — 100mm | 149.261 |  | General Mechanical | QSOR-0001656
IMME size/duty mark — 125mm | 164.4491 |  | General Mechanical | QSOR-0001657
IMME size/duty mark — 150mm | 180.7157 |  | General Mechanical | QSOR-0001658
Socket transition interfaces (sockets) |  | Sub Catergory | General Mechanical
IMME size/duty mark — 15mm | 17.4941 |  | General Mechanical | QSOR-0001659
IMME size/duty mark — 20mm | 22.5337 |  | General Mechanical | QSOR-0001660
IMME size/duty mark — 25mm | 26.1505 |  | General Mechanical | QSOR-0001661
IMME size/duty mark — 32mm | 30.7929 |  | General Mechanical | QSOR-0001662
IMME size/duty mark — 40mm | 35.385 |  | General Mechanical | QSOR-0001663
IMME size/duty mark — 50mm | 44.1263 |  | General Mechanical | QSOR-0001664
IMME size/duty mark — 65mm | 58.9357 |  | General Mechanical | QSOR-0001665
IMME size/duty mark — 80mm | 71.2871 |  | General Mechanical | QSOR-0001666
IMME size/duty mark — 100mm | 107.1369 |  | General Mechanical | QSOR-0001667
IMME size/duty mark — 150mm | 192.3467 |  | General Mechanical | QSOR-0001668
Centred diameter transition (concentric reducing socket) |  | Sub Catergory | General Mechanical
IMME size/duty mark — 20 x 15mm | 26.0279 |  | General Mechanical | QSOR-0001669
IMME size/duty mark — 25 × 15mm | 27.7058 |  | General Mechanical | QSOR-0001670
IMME size/duty mark — 25 × 20mm | 37.4946 |  | General Mechanical | QSOR-0001671
IMME size/duty mark — 32 × 25mm | 43.4252 |  | General Mechanical | QSOR-0001672
IMME size/duty mark — 40 × 25mm | 39.7922 |  | General Mechanical | QSOR-0001673
IMME size/duty mark — 40 × 32mm | 48.4132 |  | General Mechanical | QSOR-0001674
IMME size/duty mark — 50 × 25mm | 52.1156 |  | General Mechanical | QSOR-0001675
IMME size/duty mark — 50 × 40mm | 59.3015 |  | General Mechanical | QSOR-0001676
IMME size/duty mark — 65 × 50mm | 66.1119 |  | General Mechanical | QSOR-0001677
IMME size/duty mark — 80 × 50mm | 78.7302 |  | General Mechanical | QSOR-0001678
IMME size/duty mark — 100 × 50mm | 121.9765 |  | General Mechanical | QSOR-0001679
IMME size/duty mark — 100 × 80mm | 207.8834 |  | General Mechanical | QSOR-0001680
IMME size/duty mark — 150 × 100mm | 236.8089 |  | General Mechanical | QSOR-0001681
Threaded closure interface (plug) |  | Sub Catergory | General Mechanical
IMME size/duty mark — 15mm | 9.7162 |  | General Mechanical | QSOR-0001682
IMME size/duty mark — 20mm | 13.1694 |  | General Mechanical | QSOR-0001683
IMME size/duty mark — 25mm | 16.5995 |  | General Mechanical | QSOR-0001684
IMME size/duty mark — 32mm | 20.961 |  | General Mechanical | QSOR-0001685
IMME size/duty mark — 40mm | 23.5449 |  | General Mechanical | QSOR-0001686
IMME size/duty mark — 50mm | 29.6221 |  | General Mechanical | QSOR-0001687
IMME size/duty mark — 65mm | 48.427 |  | General Mechanical | QSOR-0001688
IMME size/duty mark — 80mm | 74.6558 |  | General Mechanical | QSOR-0001689
IMME size/duty mark — 100mm | 130.0442 |  | General Mechanical | QSOR-0001690
Terminal seal point (end cap) |  | Sub Catergory | General Mechanical
IMME size/duty mark — 15mm | 14.6127 |  | General Mechanical | QSOR-0001691
IMME size/duty mark — 20mm | 17.9062 |  | General Mechanical | QSOR-0001692
IMME size/duty mark — 25mm | 23.5878 |  | General Mechanical | QSOR-0001693
IMME size/duty mark — 32mm | 34.1802 |  | General Mechanical | QSOR-0001694
IMME size/duty mark — 40mm | 37.6868 |  | General Mechanical | QSOR-0001695
IMME size/duty mark — 50mm | 51.8351 |  | General Mechanical | QSOR-0001696
IMME size/duty mark — 65mm | 77.5853 |  | General Mechanical | QSOR-0001697
IMME size/duty mark — 80mm | 114.9335 |  | General Mechanical | QSOR-0001698
IMME size/duty mark — 100mm | 189.2162 |  | General Mechanical | QSOR-0001699
Equal branch node (equal tee) |  | Sub Catergory | General Mechanical
IMME size/duty mark — 15mm | 22.649 |  | General Mechanical | QSOR-0001700
IMME size/duty mark — 20mm | 29.7822 |  | General Mechanical | QSOR-0001701
IMME size/duty mark — 25mm | 34.3386 |  | General Mechanical | QSOR-0001702
IMME size/duty mark — 32mm | 42.6956 |  | General Mechanical | QSOR-0001703
IMME size/duty mark — 40mm | 50.2229 |  | General Mechanical | QSOR-0001704
IMME size/duty mark — 50mm | 61.8682 |  | General Mechanical | QSOR-0001705
IMME size/duty mark — 65mm | 107.1271 |  | General Mechanical | QSOR-0001706
IMME size/duty mark — 80mm | 125.4022 |  | General Mechanical | QSOR-0001707
IMME size/duty mark — 100mm | 191.143 |  | General Mechanical | QSOR-0001708
IMME size/duty mark — 125mm | 280.431 |  | General Mechanical | QSOR-0001709
IMME size/duty mark — 150mm | 390.8327 |  | General Mechanical | QSOR-0001710
Stepped branch node (reducing tee/branch) |  | Sub Catergory | General Mechanical
IMME size/duty mark — 20 × 15mm | 34.9309 |  | General Mechanical | QSOR-0001711
IMME size/duty mark — 25 × 15mm | 40.2532 |  | General Mechanical | QSOR-0001712
IMME size/duty mark — 25 × 20mm | 40.6669 |  | General Mechanical | QSOR-0001713
IMME size/duty mark — 32 × 25mm | 50.5542 |  | General Mechanical | QSOR-0001714
IMME size/duty mark — 40 × 25mm | 58.863 |  | General Mechanical | QSOR-0001715
IMME size/duty mark — 40 × 32mm | 63.3548 |  | General Mechanical | QSOR-0001716
IMME size/duty mark — 50 × 25mm | 71.0257 |  | General Mechanical | QSOR-0001717
IMME size/duty mark — 50 × 40mm | 78.452 |  | General Mechanical | QSOR-0001718
IMME size/duty mark — 65 × 50mm | 102.934 |  | General Mechanical | QSOR-0001719
IMME size/duty mark — 80 × 50mm | 126.9643 |  | General Mechanical | QSOR-0001720
IMME size/duty mark — 100 × 50mm | 186.8801 |  | General Mechanical | QSOR-0001721
IMME size/duty mark — 100 × 80mm | 225.8082 |  | General Mechanical | QSOR-0001722
IMME size/duty mark — 150 × 100mm | 342.6125 |  | General Mechanical | QSOR-0001723
Four-way node fittings (cross) |  | Sub Catergory | General Mechanical
IMME size/duty mark — 15mm | 31.6303 |  | General Mechanical | QSOR-0001724
IMME size/duty mark — 20mm | 43.0891 |  | General Mechanical | QSOR-0001725
IMME size/duty mark — 25mm | 49.6213 |  | General Mechanical | QSOR-0001726
IMME size/duty mark — 32mm | 61.0793 |  | General Mechanical | QSOR-0001727
IMME size/duty mark — 40mm | 72.8838 |  | General Mechanical | QSOR-0001728
IMME size/duty mark — 50mm | 94.4728 |  | General Mechanical | QSOR-0001729
IMME size/duty mark — 65mm | 122.0014 |  | General Mechanical | QSOR-0001730
IMME size/duty mark — 80mm | 150.7674 |  | General Mechanical | QSOR-0001731
IMME size/duty mark — 100mm | 194.1979 |  | General Mechanical | QSOR-0001732
IMME GasLine yellow service pipe system |  | CATERGORY | General Mechanical
Gas carrier route (yellow gas pipe) |  | Sub Catergory | General Mechanical
IMME size/duty mark — 20mm | 17.6232 |  | General Mechanical | QSOR-0001733
IMME size/duty mark — 25mm | 19.8687 |  | General Mechanical | QSOR-0001734
IMME size/duty mark — 32mm | 24.3785 |  | General Mechanical | QSOR-0001735
IMME size/duty mark — 63mm | 45.7615 |  | General Mechanical | QSOR-0001736
IMME size/duty mark — 90mm | 64.061 |  | General Mechanical | QSOR-0001737
IMME size/duty mark — 125mm | 100.537 |  | General Mechanical | QSOR-0001738
IMME size/duty mark — 180mm | 170.5387 |  | General Mechanical | QSOR-0001739
IMME size/duty mark — 250mm | 275.6089 |  | General Mechanical | QSOR-0001740
Straight-line connector (straight connector) |  | Sub Catergory | General Mechanical
IMME size/duty mark — 32mm | 35.5637 |  | General Mechanical | QSOR-0001741
IMME size/duty mark — 63mm | 54.5127 |  | General Mechanical | QSOR-0001742
IMME size/duty mark — 90mm | 73.1593 |  | General Mechanical | QSOR-0001743
IMME size/duty mark — 125mm | 120.51 |  | General Mechanical | QSOR-0001744
IMME size/duty mark — 180mm | 206.3279 |  | General Mechanical | QSOR-0001745
Diameter change connector (reducing connector) |  | Sub Catergory | General Mechanical
IMME size/duty mark — 90 × 63mm | 92.0162 |  | General Mechanical | QSOR-0001746
IMME size/duty mark — 125 × 90mm | 164.3116 |  | General Mechanical | QSOR-0001747
IMME size/duty mark — 180 × 125mm | 289.7886 |  | General Mechanical | QSOR-0001748
Route-change geometry (bend) |  | Sub Catergory | General Mechanical
IMME size/duty mark — 63mm | 105.146 |  | General Mechanical | QSOR-0001749
IMME size/duty mark — 90mm | 152.7875 |  | General Mechanical | QSOR-0001750
IMME size/duty mark — 125mm | 239.8351 |  | General Mechanical | QSOR-0001751
IMME size/duty mark — 180mm | 517.7888 |  | General Mechanical | QSOR-0001752
IMME FrameRail channel support system |  | CATERGORY | General Mechanical
IMME size/duty mark — Strut channel members |  | Sub Catergory | General Mechanical
IMME size/duty mark — 41 × 21mm | 22.2222 |  | General Mechanical | QSOR-0001753
IMME size/duty mark — 41 × 41mm | 24.2459 |  | General Mechanical | QSOR-0001754
IMME ThermoWrap insulation system |  | CATERGORY | General Mechanical
IMME size/duty mark — 6Mm Thickness |  | Sub Catergory | General Mechanical
IMME size/duty mark — 15mm | 8.5416 |  | General Mechanical | QSOR-0001755
IMME size/duty mark — 22mm | 9.3102 |  | General Mechanical | QSOR-0001756
IMME size/duty mark — 28mm | 10.7679 |  | General Mechanical | QSOR-0001757
IMME size/duty mark — 19Mm Thickness |  | Sub Catergory | General Mechanical
IMME size/duty mark — 15mm | 11.3271 |  | General Mechanical | QSOR-0001758
IMME size/duty mark — 22mm | 12.3148 |  | General Mechanical | QSOR-0001759
IMME size/duty mark — 28mm | 14.4229 |  | General Mechanical | QSOR-0001760
IMME size/duty mark — 35mm | 15.4828 |  | General Mechanical | QSOR-0001761
IMME size/duty mark — 42mm | 17.1117 |  | General Mechanical | QSOR-0001762
IMME size/duty mark — 54mm | 20.3106 |  | General Mechanical | QSOR-0001763
IMME size/duty mark — 67mm | 23.5644 |  | General Mechanical | QSOR-0001764
IMME size/duty mark — 76mm | 28.0689 |  | General Mechanical | QSOR-0001765
IMME size/duty mark — 108mm | 37.2169 |  | General Mechanical | QSOR-0001766
IMME size/duty mark — 32Mm Thickness |  | Sub Catergory | General Mechanical
IMME size/duty mark — 15mm | 21.63 |  | General Mechanical | QSOR-0001767
IMME size/duty mark — 22mm | 23.6665 |  | General Mechanical | QSOR-0001768
IMME size/duty mark — 28mm | 27.9249 |  | General Mechanical | QSOR-0001769
IMME size/duty mark — 35mm | 29.9131 |  | General Mechanical | QSOR-0001770
IMME size/duty mark — 42mm | 33.2898 |  | General Mechanical | QSOR-0001771
IMME size/duty mark — 54mm | 39.6047 |  | General Mechanical | QSOR-0001772
IMME size/duty mark — 67mm | 46.0052 |  | General Mechanical | QSOR-0001773
IMME Flow control component (Insulation around fixings + valves) |  | Sub Catergory | General Mechanical
IMME size/duty mark — 15mm dia. | 16.6106 |  | General Mechanical | QSOR-0001774
IMME size/duty mark — 20mm dia. | 21.0742 |  | General Mechanical | QSOR-0001775
IMME size/duty mark — 25mm dia. | 27.0351 |  | General Mechanical | QSOR-0001776
IMME size/duty mark — 32mm dia. | 34.2678 |  | General Mechanical | QSOR-0001777
IMME size/duty mark — 40mm dia. | 42.1554 |  | General Mechanical | QSOR-0001778
IMME size/duty mark — 50mm dia. | 51.6294 |  | General Mechanical | QSOR-0001779
IMME HeatTrace linear warming system |  | CATERGORY | General Mechanical
IMME component class (Trace heating tape) |  | Sub Catergory | General Mechanical
IMME component class (Trace heating linear run) | 62.0733 |  | General Mechanical | QSOR-0001780
IMME FlowCore valve + commissioning accessory system |  | CATERGORY | General Mechanical
Spring check/non-return valve size band |  | Sub Catergory | General Mechanical
IMME size/duty mark — NRV-015, nominal 15mm | 29.9341 |  | General Mechanical | QSOR-0001781
IMME size/duty mark — NRV-022, nominal 22mm | 41.7251 |  | General Mechanical | QSOR-0001782
IMME size/duty mark — NRV-028, nominal 28mm | 59.8652 |  | General Mechanical | QSOR-0001783
IMME size/duty mark — NRV-035, nominal 35mm | 87.0754 |  | General Mechanical | QSOR-0001784
IMME size/duty mark — NRV-042, nominal 42mm | 123.3556 |  | General Mechanical | QSOR-0001785
IMME size/duty mark — NRV-054, nominal 54mm | 173.2411 |  | General Mechanical | QSOR-0001786
IMME size/duty mark — NRV-065, nominal 65mm | 250.3366 |  | General Mechanical | QSOR-0001787
IMME size/duty mark — NRV-080, nominal 80mm | 345.5721 |  | General Mechanical | QSOR-0001788
IMME size/duty mark — NRV-100, nominal 100mm | 472.5531 |  | General Mechanical | QSOR-0001789
Butterfly isolation valve size band |  | Sub Catergory | General Mechanical
IMME size/duty mark — BFV-050, nominal DN50 | 146.0381 |  | General Mechanical | QSOR-0001790
IMME size/duty mark — BFV-065, nominal DN65 | 177.7851 |  | General Mechanical | QSOR-0001791
IMME size/duty mark — BFV-080, nominal DN80 | 223.1374 |  | General Mechanical | QSOR-0001792
IMME size/duty mark — BFV-100, nominal DN100 | 291.1664 |  | General Mechanical | QSOR-0001793
IMME size/duty mark — BFV-150, nominal DN150 | 563.2819 |  | General Mechanical | QSOR-0001794
Double-regulating balancing valve size band |  | Sub Catergory | General Mechanical
IMME size/duty mark — BAL-015, nominal 15mm balancing valve | 118.8211 |  | General Mechanical | QSOR-0001795
IMME size/duty mark — BAL-020, nominal 20mm balancing valve | 136.9613 |  | General Mechanical | QSOR-0001796
IMME size/duty mark — BAL-025, nominal 25mm balancing valve | 159.6365 |  | General Mechanical | QSOR-0001797
IMME size/duty mark — BAL-032, nominal 32mm balancing valve | 214.0571 |  | General Mechanical | QSOR-0001798
IMME size/duty mark — BAL-040, nominal 40mm balancing valve | 263.9426 |  | General Mechanical | QSOR-0001799
IMME size/duty mark — BAL-050, nominal 50mm balancing valve | 372.7837 |  | General Mechanical | QSOR-0001800
Motorised two-way control valve size band |  | Sub Catergory | General Mechanical
IMME size/duty mark — CTV-015, nominal 15mm motorised two-way control valve | 136.963 |  | General Mechanical | QSOR-0001801
IMME size/duty mark — CTV-022, nominal 22mm motorised two-way control valve | 159.6383 |  | General Mechanical | QSOR-0001802
IMME size/duty mark — CTV-028, nominal 28mm motorised two-way control valve | 200.4544 |  | General Mechanical | QSOR-0001803
IMME size/duty mark — CTV-035, nominal 35mm motorised two-way control valve | 282.0863 |  | General Mechanical | QSOR-0001804
IMME size/duty mark — CTV-042, nominal 42mm motorised two-way control valve | 354.6481 |  | General Mechanical | QSOR-0001805
IMME size/duty mark — CTV-054, nominal 54mm motorised two-way control valve | 499.7713 |  | General Mechanical | QSOR-0001806
IMME size/duty mark — CTV-065, nominal 65mm motorised two-way control valve | 653.9649 |  | General Mechanical | QSOR-0001807
IMME size/duty mark — CTV-080, nominal 80mm motorised two-way control valve | 862.5795 |  | General Mechanical | QSOR-0001808
IMME size/duty mark — CTV-100, nominal 100mm motorised two-way control valve | 1225.3877 |  | General Mechanical | QSOR-0001809
Pressure-reducing valve size band |  | Sub Catergory | General Mechanical
IMME size/duty mark — PRV-015, nominal 15mm pressure-reducing valve | 109.758 |  | General Mechanical | QSOR-0001810
IMME size/duty mark — PRV-022, nominal 22mm pressure-reducing valve | 136.9702 |  | General Mechanical | QSOR-0001811
IMME size/duty mark — PRV-028, nominal 28mm pressure-reducing valve | 173.253 |  | General Mechanical | QSOR-0001812
IMME size/duty mark — PRV-035, nominal 35mm pressure-reducing valve | 227.677 |  | General Mechanical | QSOR-0001813
IMME size/duty mark — PRV-042, nominal 42mm pressure-reducing valve | 300.2425 |  | General Mechanical | QSOR-0001814
IMME size/duty mark — PRV-054, nominal 54mm pressure-reducing valve | 409.0907 |  | General Mechanical | QSOR-0001815
IMME size/duty mark — PRV-065, nominal 65mm pressure-reducing valve | 545.151 |  | General Mechanical | QSOR-0001816
IMME size/duty mark — PRV-080, nominal 80mm pressure-reducing valve | 744.706 |  | General Mechanical | QSOR-0001817
IMME size/duty mark — PRV-100, nominal 100mm pressure-reducing valve | 1044.0387 |  | General Mechanical | QSOR-0001818
Y-strainer size band |  | Sub Catergory | General Mechanical
IMME size/duty mark — STR-015, nominal 15mm Y-strainer | 41.7237 |  | General Mechanical | QSOR-0001819
IMME size/duty mark — STR-022, nominal 22mm Y-strainer | 55.3284 |  | General Mechanical | QSOR-0001820
IMME size/duty mark — STR-028, nominal 28mm Y-strainer | 78.0029 |  | General Mechanical | QSOR-0001821
IMME size/duty mark — STR-035, nominal 35mm Y-strainer | 109.7469 |  | General Mechanical | QSOR-0001822
IMME size/duty mark — STR-042, nominal 42mm Y-strainer | 146.0259 |  | General Mechanical | QSOR-0001823
IMME size/duty mark — STR-054, nominal 54mm Y-strainer | 223.1191 |  | General Mechanical | QSOR-0001824
IMME size/duty mark — STR-065, nominal 65mm Y-strainer | 318.3515 |  | General Mechanical | QSOR-0001825
IMME size/duty mark — STR-080, nominal 80mm Y-strainer | 436.2584 |  | General Mechanical | QSOR-0001826
IMME size/duty mark — STR-100, nominal 100mm Y-strainer | 681.1417 |  | General Mechanical | QSOR-0001827
Flexible connector size band |  | Sub Catergory | General Mechanical
IMME size/duty mark — FLX-015, nominal 15mm flexible connector | 50.791 |  | General Mechanical | QSOR-0001828
IMME size/duty mark — FLX-022, nominal 22mm flexible connector | 59.8605 |  | General Mechanical | QSOR-0001829
IMME size/duty mark — FLX-028, nominal 28mm flexible connector | 73.4644 |  | General Mechanical | QSOR-0001830
IMME size/duty mark — FLX-035, nominal 35mm flexible connector | 96.1378 |  | General Mechanical | QSOR-0001831
IMME size/duty mark — FLX-042, nominal 42mm flexible connector | 114.2762 |  | General Mechanical | QSOR-0001832
IMME size/duty mark — FLX-054, nominal 54mm flexible connector | 136.9495 |  | General Mechanical | QSOR-0001833
IMME size/duty mark — FLX-065, nominal 65mm flexible connector | 191.3655 |  | General Mechanical | QSOR-0001834
IMME size/duty mark — FLX-080, nominal 80mm flexible connector | 254.8507 |  | General Mechanical | QSOR-0001835
IMME size/duty mark — FLX-100, nominal 100mm flexible connector | 354.6131 |  | General Mechanical | QSOR-0001836
Expansion joint size band |  | Sub Catergory | General Mechanical
IMME size/duty mark — EXJ-025, nominal DN25 expansion joint | 164.1614 |  | General Mechanical | QSOR-0001837
IMME size/duty mark — EXJ-032, nominal DN32 expansion joint | 191.3701 |  | General Mechanical | QSOR-0001838
IMME size/duty mark — EXJ-040, nominal DN40 expansion joint | 227.6482 |  | General Mechanical | QSOR-0001839
IMME size/duty mark — EXJ-050, nominal DN50 expansion joint | 291.1348 |  | General Mechanical | QSOR-0001840
IMME size/duty mark — EXJ-065, nominal DN65 expansion joint | 390.8997 |  | General Mechanical | QSOR-0001841
IMME size/duty mark — EXJ-080, nominal DN80 expansion joint | 508.8035 |  | General Mechanical | QSOR-0001842
IMME size/duty mark — EXJ-100, nominal DN100 expansion joint | 690.1941 |  | General Mechanical | QSOR-0001843
Fixed-orifice commissioning set size band |  | Sub Catergory | General Mechanical
IMME size/duty mark — CMS-015, nominal 15mm commissioning set | 146.0272 |  | General Mechanical | QSOR-0001844
IMME size/duty mark — CMS-020, nominal 20mm commissioning set | 164.1669 |  | General Mechanical | QSOR-0001845
IMME size/duty mark — CMS-025, nominal 25mm commissioning set | 191.3766 |  | General Mechanical | QSOR-0001846
IMME size/duty mark — CMS-032, nominal 32mm commissioning set | 254.8651 |  | General Mechanical | QSOR-0001847
IMME size/duty mark — CMS-040, nominal 40mm commissioning set | 309.2844 |  | General Mechanical | QSOR-0001848
IMME size/duty mark — CMS-050, nominal 50mm commissioning set | 436.2619 |  | General Mechanical | QSOR-0001849
IMME AirGrid duct + airflow route system |  | CATERGORY | Ductwork & Ventilation
Circular airflow route (spiral duct) |  | Sub Catergory | Ductwork & Ventilation
IMME size/duty mark — 80mm | 44.9352 |  | Ductwork & Ventilation | QSOR-0001850
IMME size/duty mark — 100mm | 42.5203 |  | Ductwork & Ventilation | QSOR-0001851
IMME size/duty mark — 160mm | 48.4577 |  | Ductwork & Ventilation | QSOR-0001852
IMME size/duty mark — 200mm | 48.798 |  | Ductwork & Ventilation | QSOR-0001853
IMME size/duty mark — 250mm | 58.8614 |  | Ductwork & Ventilation | QSOR-0001854
IMME size/duty mark — 315mm | 67.2898 |  | Ductwork & Ventilation | QSOR-0001855
IMME size/duty mark — 355mm | 81.0593 |  | Ductwork & Ventilation | QSOR-0001856
IMME size/duty mark — 400mm | 93.4173 |  | Ductwork & Ventilation | QSOR-0001857
IMME size/duty mark — 450mm | 111.0866 |  | Ductwork & Ventilation | QSOR-0001858
IMME size/duty mark — 500mm | 128.6424 |  | Ductwork & Ventilation | QSOR-0001859
IMME size/duty mark — 630mm | 150.0508 |  | Ductwork & Ventilation | QSOR-0001860
IMME size/duty mark — 710mm | 180.4053 |  | Ductwork & Ventilation | QSOR-0001861
IMME size/duty mark — 800mm | 208.1961 |  | Ductwork & Ventilation | QSOR-0001862
IMME size/duty mark — 900mm | 247.3338 |  | Ductwork & Ventilation | QSOR-0001863
IMME size/duty mark — 1000mm | 287.7912 |  | Ductwork & Ventilation | QSOR-0001864
IMME size/duty mark — 1120mm | 343.2584 |  | Ductwork & Ventilation | QSOR-0001865
IMME size/duty mark — 1250mm | 396.3818 |  | Ductwork & Ventilation | QSOR-0001866
IMME size/duty mark — 1400mm | 466.3364 |  | Ductwork & Ventilation | QSOR-0001867
IMME size/duty mark — 1600mm | 546.2003 |  | Ductwork & Ventilation | QSOR-0001868
Terminal seal point (end cap) |  | Sub Catergory | Ductwork & Ventilation
IMME size/duty mark — 80mm | 8.415 |  | Ductwork & Ventilation | QSOR-0001869
IMME size/duty mark — 100mm | 8.7382 |  | Ductwork & Ventilation | QSOR-0001870
IMME size/duty mark — 160mm | 9.7661 |  | Ductwork & Ventilation | QSOR-0001871
IMME size/duty mark — 200mm | 9.8034 |  | Ductwork & Ventilation | QSOR-0001872
IMME size/duty mark — 250mm | 14.6117 |  | Ductwork & Ventilation | QSOR-0001873
IMME size/duty mark — 315mm | 20.1399 |  | Ductwork & Ventilation | QSOR-0001874
IMME size/duty mark — 355mm | 22.572 |  | Ductwork & Ventilation | QSOR-0001875
IMME size/duty mark — 400mm | 28.7865 |  | Ductwork & Ventilation | QSOR-0001876
IMME size/duty mark — 450mm | 38.328 |  | Ductwork & Ventilation | QSOR-0001877
IMME size/duty mark — 500mm | 49.91 |  | Ductwork & Ventilation | QSOR-0001878
IMME size/duty mark — 630mm | 64.7129 |  | Ductwork & Ventilation | QSOR-0001879
IMME size/duty mark — 710mm | 87.4301 |  | Ductwork & Ventilation | QSOR-0001880
IMME size/duty mark — 800mm | 112.7611 |  | Ductwork & Ventilation | QSOR-0001881
IMME size/duty mark — 900mm | 143.7332 |  | Ductwork & Ventilation | QSOR-0001882
IMME size/duty mark — 1000mm | 176.6598 |  | Ductwork & Ventilation | QSOR-0001883
IMME size/duty mark — 1120mm | 224.2949 |  | Ductwork & Ventilation | QSOR-0001884
IMME size/duty mark — 1250mm | 277.2627 |  | Ductwork & Ventilation | QSOR-0001885
IMME size/duty mark — 1400mm | 347.0855 |  | Ductwork & Ventilation | QSOR-0001886
IMME size/duty mark — 1600mm | 436.146 |  | Ductwork & Ventilation | QSOR-0001887
Airway transition piece (reducer/taper) |  | Sub Catergory | Ductwork & Ventilation
IMME size/duty mark — 80mm | 26.8787 |  | Ductwork & Ventilation | QSOR-0001888
IMME size/duty mark — 100mm | 27.3099 |  | Ductwork & Ventilation | QSOR-0001889
IMME size/duty mark — 160mm | 32.1113 |  | Ductwork & Ventilation | QSOR-0001890
IMME size/duty mark — 200mm | 36.7694 |  | Ductwork & Ventilation | QSOR-0001891
IMME size/duty mark — 250mm | 43.1541 |  | Ductwork & Ventilation | QSOR-0001892
IMME size/duty mark — 315mm | 48.5879 |  | Ductwork & Ventilation | QSOR-0001893
IMME size/duty mark — 355mm | 57.1638 |  | Ductwork & Ventilation | QSOR-0001894
IMME size/duty mark — 400mm | 61.7866 |  | Ductwork & Ventilation | QSOR-0001895
IMME size/duty mark — 450mm | 66.3317 |  | Ductwork & Ventilation | QSOR-0001896
IMME size/duty mark — 500mm | 84.1419 |  | Ductwork & Ventilation | QSOR-0001897
IMME size/duty mark — 630mm | 113.4685 |  | Ductwork & Ventilation | QSOR-0001898
IMME size/duty mark — 710mm | 155.3907 |  | Ductwork & Ventilation | QSOR-0001899
IMME size/duty mark — 800mm | 206.8697 |  | Ductwork & Ventilation | QSOR-0001900
IMME size/duty mark — 900mm | 273.0145 |  | Ductwork & Ventilation | QSOR-0001901
IMME size/duty mark — 1000mm | 349.3278 |  | Ductwork & Ventilation | QSOR-0001902
IMME size/duty mark — 1120mm | 460.5787 |  | Ductwork & Ventilation | QSOR-0001903
IMME size/duty mark — 1250mm | 585.7551 |  | Ductwork & Ventilation | QSOR-0001904
IMME size/duty mark — 1400mm | 765.5089 |  | Ductwork & Ventilation | QSOR-0001905
IMME size/duty mark — 1600mm | 1008.5492 |  | Ductwork & Ventilation | QSOR-0001906
Route-change geometry (bend) |  | Sub Catergory | Ductwork & Ventilation
IMME size/duty mark — 80mm | 20.6644 |  | Ductwork & Ventilation | QSOR-0001907
IMME size/duty mark — 100mm | 22.7603 |  | Ductwork & Ventilation | QSOR-0001908
IMME size/duty mark — 160mm | 24.8297 |  | Ductwork & Ventilation | QSOR-0001909
IMME size/duty mark — 200mm | 27.3679 |  | Ductwork & Ventilation | QSOR-0001910
IMME size/duty mark — 250mm | 30.9259 |  | Ductwork & Ventilation | QSOR-0001911
IMME size/duty mark — 315mm | 44.4625 |  | Ductwork & Ventilation | QSOR-0001912
IMME size/duty mark — 355mm | 50.1846 |  | Ductwork & Ventilation | QSOR-0001913
IMME size/duty mark — 400mm | 53.5627 |  | Ductwork & Ventilation | QSOR-0001914
IMME size/duty mark — 450mm | 59.9212 |  | Ductwork & Ventilation | QSOR-0001915
IMME size/duty mark — 500mm | 64.5597 |  | Ductwork & Ventilation | QSOR-0001916
IMME size/duty mark — 630mm | 115.6338 |  | Ductwork & Ventilation | QSOR-0001917
IMME size/duty mark — 710mm | 140.4919 |  | Ductwork & Ventilation | QSOR-0001918
IMME size/duty mark — 800mm | 142.1314 |  | Ductwork & Ventilation | QSOR-0001919
IMME size/duty mark — 900mm | 188.0705 |  | Ductwork & Ventilation | QSOR-0001920
IMME size/duty mark — 1000mm | 289.0132 |  | Ductwork & Ventilation | QSOR-0001921
IMME size/duty mark — 1120mm | 442.124 |  | Ductwork & Ventilation | QSOR-0001922
IMME size/duty mark — 1250mm | 438.4902 |  | Ductwork & Ventilation | QSOR-0001923
IMME size/duty mark — 1400mm | 751.121 |  | Ductwork & Ventilation | QSOR-0001924
IMME size/duty mark — 1600mm | 1143.8964 |  | Ductwork & Ventilation | QSOR-0001925
Air branch/outlet geometry (branch/shoe) |  | Sub Catergory | Ductwork & Ventilation
IMME size/duty mark — 80mm | 53.3074 |  | Ductwork & Ventilation | QSOR-0001926
IMME size/duty mark — 100mm | 56.1398 |  | Ductwork & Ventilation | QSOR-0001927
IMME size/duty mark — 160mm | 56.9366 |  | Ductwork & Ventilation | QSOR-0001928
IMME size/duty mark — 200mm | 62.4428 |  | Ductwork & Ventilation | QSOR-0001929
IMME size/duty mark — 250mm | 70.1606 |  | Ductwork & Ventilation | QSOR-0001930
IMME size/duty mark — 315mm | 75.3811 |  | Ductwork & Ventilation | QSOR-0001931
IMME size/duty mark — 355mm | 84.9071 |  | Ductwork & Ventilation | QSOR-0001932
IMME size/duty mark — 400mm | 112.5656 |  | Ductwork & Ventilation | QSOR-0001933
IMME size/duty mark — 450mm | 151.4657 |  | Ductwork & Ventilation | QSOR-0001934
IMME size/duty mark — 500mm | 170.2424 |  | Ductwork & Ventilation | QSOR-0001935
IMME size/duty mark — 630mm | 226.2756 |  | Ductwork & Ventilation | QSOR-0001936
IMME size/duty mark — 710mm | 277.3726 |  | Ductwork & Ventilation | QSOR-0001937
IMME size/duty mark — 800mm | 328.238 |  | Ductwork & Ventilation | QSOR-0001938
IMME size/duty mark — 900mm | 397.5885 |  | Ductwork & Ventilation | QSOR-0001939
IMME size/duty mark — 1000mm | 468.0353 |  | Ductwork & Ventilation | QSOR-0001940
IMME size/duty mark — 1120mm | 571.5391 |  | Ductwork & Ventilation | QSOR-0001941
IMME size/duty mark — 1250mm | 678.7117 |  | Ductwork & Ventilation | QSOR-0001942
IMME size/duty mark — 1400mm | 811.9546 |  | Ductwork & Ventilation | QSOR-0001943
IMME size/duty mark — 1600mm | 991.8237 |  | Ductwork & Ventilation | QSOR-0001944
Rectangular airflow route (rectangular duct) |  | Sub Catergory | Ductwork & Ventilation
IMME size/duty mark — Up to 200mm (width+height) | 75.8165 |  | Ductwork & Ventilation | QSOR-0001945
IMME size/duty mark — Up to 400mm (width+height) | 78.7867 |  | Ductwork & Ventilation | QSOR-0001946
IMME size/duty mark — Up to 600mm (width+height) | 86.9388 |  | Ductwork & Ventilation | QSOR-0001947
IMME size/duty mark — Up to 800mm (width+height) | 95.4915 |  | Ductwork & Ventilation | QSOR-0001948
IMME size/duty mark — Up to 1000mm (width+height) | 104.8962 |  | Ductwork & Ventilation | QSOR-0001949
IMME size/duty mark — Up to 1400mm (width+height) | 119.7726 |  | Ductwork & Ventilation | QSOR-0001950
IMME size/duty mark — Up to 1800mm (width+height) | 186.9286 |  | Ductwork & Ventilation | QSOR-0001951
IMME size/duty mark — Up to 2200mm (width+height) | 255.5641 |  | Ductwork & Ventilation | QSOR-0001952
IMME size/duty mark — Up to 2600mm (width+height) | 328.063 |  | Ductwork & Ventilation | QSOR-0001953
IMME size/duty mark — Up to 3000mm (width+height) | 395.874 |  | Ductwork & Ventilation | QSOR-0001954
IMME size/duty mark — Up to 3400mm (width+height) | 460.3125 |  | Ductwork & Ventilation | QSOR-0001955
IMME size/duty mark — Up to 3800mm (width+height) | 504.538 |  | Ductwork & Ventilation | QSOR-0001956
Rectangular terminal seal (end cap) |  | Sub Catergory | Ductwork & Ventilation
IMME size/duty mark — Up to 200mm (width+height) | 29.6002 |  | Ductwork & Ventilation | QSOR-0001957
IMME size/duty mark — Up to 400mm (width+height) | 32.4766 |  | Ductwork & Ventilation | QSOR-0001958
IMME size/duty mark — Up to 600mm (width+height) | 36.7895 |  | Ductwork & Ventilation | QSOR-0001959
IMME size/duty mark — Up to 800mm (width+height) | 42.1476 |  | Ductwork & Ventilation | QSOR-0001960
IMME size/duty mark — Up to 1000mm (width+height) | 57.7303 |  | Ductwork & Ventilation | QSOR-0001961
IMME size/duty mark — Up to 1400mm (width+height) | 66.2159 |  | Ductwork & Ventilation | QSOR-0001962
IMME size/duty mark — Up to 1800mm (width+height) | 106.1407 |  | Ductwork & Ventilation | QSOR-0001963
IMME size/duty mark — Up to 2200mm (width+height) | 143.9593 |  | Ductwork & Ventilation | QSOR-0001964
IMME size/duty mark — Up to 2600mm (width+height) | 150.2783 |  | Ductwork & Ventilation | QSOR-0001965
IMME size/duty mark — Up to 3000mm (width+height) | 204.4122 |  | Ductwork & Ventilation | QSOR-0001966
IMME size/duty mark — Up to 3400mm (width+height) | 226.3551 |  | Ductwork & Ventilation | QSOR-0001967
IMME size/duty mark — Up to 3800mm (width+height) | 261.4008 |  | Ductwork & Ventilation | QSOR-0001968
Rectangular airway transition (reducer/taper) |  | Sub Catergory | Ductwork & Ventilation
IMME size/duty mark — Up to 200mm (width+height) | 77.9241 |  | Ductwork & Ventilation | QSOR-0001969
IMME size/duty mark — Up to 400mm (width+height) | 96.8122 |  | Ductwork & Ventilation | QSOR-0001970
IMME size/duty mark — Up to 600mm (width+height) | 121.1896 |  | Ductwork & Ventilation | QSOR-0001971
IMME size/duty mark — Up to 800mm (width+height) | 151.9415 |  | Ductwork & Ventilation | QSOR-0001972
IMME size/duty mark — Up to 1000mm (width+height) | 189.1831 |  | Ductwork & Ventilation | QSOR-0001973
IMME size/duty mark — Up to 1400mm (width+height) | 236.7919 |  | Ductwork & Ventilation | QSOR-0001974
IMME size/duty mark — Up to 1800mm (width+height) | 295.5326 |  | Ductwork & Ventilation | QSOR-0001975
IMME size/duty mark — Up to 2200mm (width+height) | 370.7335 |  | Ductwork & Ventilation | QSOR-0001976
IMME size/duty mark — Up to 2600mm (width+height) | 464.6333 |  | Ductwork & Ventilation | QSOR-0001977
IMME size/duty mark — Up to 3000mm (width+height) | 577.3844 |  | Ductwork & Ventilation | QSOR-0001978
IMME size/duty mark — Up to 3400mm (width+height) | 723.756 |  | Ductwork & Ventilation | QSOR-0001979
IMME size/duty mark — Up to 3800mm (width+height) | 906.0237 |  | Ductwork & Ventilation | QSOR-0001980
Rectangular route-change geometry (bend) |  | Sub Catergory | Ductwork & Ventilation
IMME size/duty mark — Up to 200mm (width+height) | 69.9779 |  | Ductwork & Ventilation | QSOR-0001981
IMME size/duty mark — Up to 400mm (width+height) | 98.3601 |  | Ductwork & Ventilation | QSOR-0001982
IMME size/duty mark — Up to 600mm (width+height) | 108.6733 |  | Ductwork & Ventilation | QSOR-0001983
IMME size/duty mark — Up to 800mm (width+height) | 119.1746 |  | Ductwork & Ventilation | QSOR-0001984
IMME size/duty mark — Up to 1000mm (width+height) | 133.7141 |  | Ductwork & Ventilation | QSOR-0001985
IMME size/duty mark — Up to 1400mm (width+height) | 161.1282 |  | Ductwork & Ventilation | QSOR-0001986
IMME size/duty mark — Up to 1800mm (width+height) | 199.7823 |  | Ductwork & Ventilation | QSOR-0001987
IMME size/duty mark — Up to 2200mm (width+height) | 299.9172 |  | Ductwork & Ventilation | QSOR-0001988
IMME size/duty mark — Up to 2600mm (width+height) | 453.8512 |  | Ductwork & Ventilation | QSOR-0001989
IMME size/duty mark — Up to 3000mm (width+height) | 681.8248 |  | Ductwork & Ventilation | QSOR-0001990
IMME size/duty mark — Up to 3400mm (width+height) | 1026.8173 |  | Ductwork & Ventilation | QSOR-0001991
IMME size/duty mark — Up to 3800mm (width+height) | 1534.5774 |  | Ductwork & Ventilation | QSOR-0001992
Branch node fitting (branch) |  | Sub Catergory | Ductwork & Ventilation
IMME size/duty mark — Up to 200mm (width+height) | 83.6369 |  | Ductwork & Ventilation | QSOR-0001993
IMME size/duty mark — Up to 400mm (width+height) | 104.9845 |  | Ductwork & Ventilation | QSOR-0001994
IMME size/duty mark — Up to 600mm (width+height) | 119.5444 |  | Ductwork & Ventilation | QSOR-0001995
IMME size/duty mark — Up to 800mm (width+height) | 132.4827 |  | Ductwork & Ventilation | QSOR-0001996
IMME size/duty mark — Up to 1000mm (width+height) | 159.793 |  | Ductwork & Ventilation | QSOR-0001997
IMME size/duty mark — Up to 1400mm (width+height) | 191.8585 |  | Ductwork & Ventilation | QSOR-0001998
IMME size/duty mark — Up to 1800mm (width+height) | 282.9688 |  | Ductwork & Ventilation | QSOR-0001999
IMME size/duty mark — Up to 2200mm (width+height) | 427.0802 |  | Ductwork & Ventilation | QSOR-0002000
IMME size/duty mark — Up to 2600mm (width+height) | 645.8056 |  | Ductwork & Ventilation | QSOR-0002001
IMME size/duty mark — Up to 3000mm (width+height) | 965.0055 |  | Ductwork & Ventilation | QSOR-0002002
IMME size/duty mark — Up to 3400mm (width+height) | 1159.242 |  | Ductwork & Ventilation | QSOR-0002003
IMME size/duty mark — Up to 3800mm (width+height) | 1396.7161 |  | Ductwork & Ventilation | QSOR-0002004
Air balancing device (volume control damper) |  | Sub Catergory | Ductwork & Ventilation
IMME size/duty mark — Up to 200mm (width+height) | 96.1547 |  | Ductwork & Ventilation | QSOR-0002005
IMME size/duty mark — Up to 400mm (width+height) | 101.1579 |  | Ductwork & Ventilation | QSOR-0002006
IMME size/duty mark — Up to 600mm (width+height) | 111.4685 |  | Ductwork & Ventilation | QSOR-0002007
IMME size/duty mark — Up to 800mm (width+height) | 130.8384 |  | Ductwork & Ventilation | QSOR-0002008
IMME size/duty mark — Up to 1000mm (width+height) | 166.2781 |  | Ductwork & Ventilation | QSOR-0002009
IMME size/duty mark — Up to 1400mm (width+height) | 212.6356 |  | Ductwork & Ventilation | QSOR-0002010
IMME size/duty mark — Up to 1800mm (width+height) | 255.7306 |  | Ductwork & Ventilation | QSOR-0002011
IMME size/duty mark — Up to 2000mm (width+height) | 341.0018 |  | Ductwork & Ventilation | QSOR-0002012
Fire barrier airflow device (fire damper) |  | Sub Catergory | Ductwork & Ventilation
IMME size/duty mark — Up to 200mm (width+height) | 123.201 |  | Ductwork & Ventilation | QSOR-0002013
IMME size/duty mark — Up to 400mm (width+height) | 128.1332 |  | Ductwork & Ventilation | QSOR-0002014
IMME size/duty mark — Up to 600mm (width+height) | 142.8024 |  | Ductwork & Ventilation | QSOR-0002015
IMME size/duty mark — Up to 800mm (width+height) | 166.935 |  | Ductwork & Ventilation | QSOR-0002016
IMME size/duty mark — Up to 1000mm (width+height) | 206.441 |  | Ductwork & Ventilation | QSOR-0002017
IMME size/duty mark — Up to 1400mm (width+height) | 268.7084 |  | Ductwork & Ventilation | QSOR-0002018
IMME size/duty mark — Up to 1800mm (width+height) | 350.9332 |  | Ductwork & Ventilation | QSOR-0002019
IMME size/duty mark — Up to 2000mm (width+height) | 463.2544 |  | Ductwork & Ventilation | QSOR-0002020
IMME size/duty mark — Up to 2200mm (width+height) | 601.6485 |  | Ductwork & Ventilation | QSOR-0002021
Smoke/fire barrier device (smoke/fire damper) |  | Sub Catergory | Ductwork & Ventilation
IMME size/duty mark — Up to 200mm (width+height) | 528.0894 |  | Ductwork & Ventilation | QSOR-0002022
IMME size/duty mark — Up to 400mm (width+height) | 534.7348 |  | Ductwork & Ventilation | QSOR-0002023
IMME size/duty mark — Up to 600mm (width+height) | 566.2547 |  | Ductwork & Ventilation | QSOR-0002024
IMME size/duty mark — Up to 800mm (width+height) | 591.4118 |  | Ductwork & Ventilation | QSOR-0002025
IMME size/duty mark — Up to 1000mm (width+height) | 647.8513 |  | Ductwork & Ventilation | QSOR-0002026
IMME size/duty mark — Up to 1400mm (width+height) | 838.7769 |  | Ductwork & Ventilation | QSOR-0002027
IMME size/duty mark — Up to 1800mm (width+height) | 1089.7909 |  | Ductwork & Ventilation | QSOR-0002028
IMME size/duty mark — Up to 2000mm (width+height) | 1443.4314 |  | Ductwork & Ventilation | QSOR-0002029
IMME Air route component (Duct access doors) |  | Sub Catergory | Ductwork & Ventilation
IMME size/duty mark — Up to 200mm (width+height) | 89.4355 |  | Ductwork & Ventilation | QSOR-0002030
IMME size/duty mark — Up to 400mm (width+height) | 86.1356 |  | Ductwork & Ventilation | QSOR-0002031
IMME size/duty mark — Up to 600mm (width+height) | 91.4019 |  | Ductwork & Ventilation | QSOR-0002032
IMME size/duty mark — Up to 800mm (width+height) | 113.1259 |  | Ductwork & Ventilation | QSOR-0002033
IMME size/duty mark — Up to 1000mm (width+height) | 134.8612 |  | Ductwork & Ventilation | QSOR-0002034
Air terminal face (grille) |  | Sub Catergory | Ductwork & Ventilation
IMME size/duty mark — Up to 200mm (width+height) | 56.4588 |  | Ductwork & Ventilation | QSOR-0002035
IMME size/duty mark — Up to 400mm (width+height) | 62.1616 |  | Ductwork & Ventilation | QSOR-0002036
IMME size/duty mark — Up to 600mm (width+height) | 103.2325 |  | Ductwork & Ventilation | QSOR-0002037
IMME size/duty mark — Up to 800mm (width+height) | 126.3604 |  | Ductwork & Ventilation | QSOR-0002038
IMME size/duty mark — Up to 1000mm (width+height) | 190.3616 |  | Ductwork & Ventilation | QSOR-0002039
IMME size/duty mark — Up to 1400mm (width+height) | 268.7091 |  | Ductwork & Ventilation | QSOR-0002040
IMME size/duty mark — Up to 1800mm (width+height) | 333.5199 |  | Ductwork & Ventilation | QSOR-0002041
IMME size/duty mark — Up to 2200mm (width+height) | 399.2448 |  | Ductwork & Ventilation | QSOR-0002042
Flexible airflow connection (flexible duct) |  | Sub Catergory | Ductwork & Ventilation
IMME size/duty mark — 102mm | 14.1309 |  | Ductwork & Ventilation | QSOR-0002043
IMME size/duty mark — 152mm | 14.1961 |  | Ductwork & Ventilation | QSOR-0002044
IMME size/duty mark — 203mm | 14.9325 |  | Ductwork & Ventilation | QSOR-0002045
IMME size/duty mark — 254mm | 16.0872 |  | Ductwork & Ventilation | QSOR-0002046
IMME size/duty mark — 304mm | 16.1065 |  | Ductwork & Ventilation | QSOR-0002047
IMME size/duty mark — 355mm | 18.7963 |  | Ductwork & Ventilation | QSOR-0002048
IMME size/duty mark — 406mm | 18.8885 |  | Ductwork & Ventilation | QSOR-0002049
IMME size/duty mark — Up to 200mm (width+height) | 21.3579 |  | Ductwork & Ventilation | QSOR-0002050
IMME size/duty mark — Up to 400mm (width+height) | 25.7037 |  | Ductwork & Ventilation | QSOR-0002051
IMME size/duty mark — Up to 600mm (width+height) | 26.8003 |  | Ductwork & Ventilation | QSOR-0002052
IMME Air route component (Plastic duct runs) |  | Sub Catergory | Ductwork & Ventilation
IMME size/duty mark — Up to 200mm (width+height) | 56.0607 |  | Ductwork & Ventilation | QSOR-0002053
IMME size/duty mark — Up to 400mm (width+height) | 85.7003 |  | Ductwork & Ventilation | QSOR-0002054
IMME size/duty mark — Up to 600mm (width+height) | 183.9394 |  | Ductwork & Ventilation | QSOR-0002055
Plastic airflow route-change (duct bend) |  | Sub Catergory | Ductwork & Ventilation
IMME size/duty mark — Up to 200mm (width+height) | 83.0892 |  | Ductwork & Ventilation | QSOR-0002056
IMME size/duty mark — Up to 400mm (width+height) | 168.6357 |  | Ductwork & Ventilation | QSOR-0002057
IMME size/duty mark — Up to 600mm (width+height) | 276.7867 |  | Ductwork & Ventilation | QSOR-0002058
Plastic airflow branch node (duct tee) |  | Sub Catergory | Ductwork & Ventilation
IMME size/duty mark — Up to 200mm (width+height) | 163.8625 |  | Ductwork & Ventilation | QSOR-0002059
IMME size/duty mark — Up to 400mm (width+height) | 342.294 |  | Ductwork & Ventilation | QSOR-0002060
IMME size/duty mark — Up to 600mm (width+height) | 587.2986 |  | Ductwork & Ventilation | QSOR-0002061
IMME PlantHub heat recovery ventilation system |  | CATERGORY | Ductwork & Ventilation
IMME size/duty mark — Heat recovery ventilation modules |  | Sub Catergory | Ductwork & Ventilation
IMME duty band — MVHR-A, nominal 45–220 m³/h air volume / 61 L/s extract class | 2302.9079 |  | Ductwork & Ventilation | QSOR-0002062
IMME duty band — MVHR-B, nominal 55–275 m³/h air volume / 76 L/s extract class | 2516.8595 |  | Ductwork & Ventilation | QSOR-0002063
IMME duty band — MVHR-C, nominal 66–330 m³/h air volume / 92 L/s extract class | 2751.739 |  | Ductwork & Ventilation | QSOR-0002064
IMME duty band — MVHR-D, nominal 66–385 m³/h air volume / 107 L/s extract class | 2882.1635 |  | Ductwork & Ventilation | QSOR-0002065
IMME duty band — MVHR-E, nominal 77–495 m³/h air volume / 138 L/s extract class | 3139.168 |  | Ductwork & Ventilation | QSOR-0002066
IMME AirGrid terminal distribution + acoustic system |  | CATERGORY | Ductwork & Ventilation
Ceiling air diffuser size band |  | Sub Catergory | Ductwork & Ventilation
IMME size/duty mark — DIF-300, nominal 300 × 300mm | 82.3551 |  | Ductwork & Ventilation | QSOR-0002067
IMME size/duty mark — DIF-450, nominal 450 × 450mm | 109.5042 |  | Ductwork & Ventilation | QSOR-0002068
IMME size/duty mark — DIF-600, nominal 600 × 600mm | 168.3273 |  | Ductwork & Ventilation | QSOR-0002069
External weather louvre size band |  | Sub Catergory | Ductwork & Ventilation
IMME size/duty mark — LOU-400, nominal 400 × 400mm | 86.8844 |  | Ductwork & Ventilation | QSOR-0002070
IMME size/duty mark — LOU-600, nominal 600 × 600mm | 132.1353 |  | Ductwork & Ventilation | QSOR-0002071
IMME size/duty mark — LOU-800, nominal 800 × 800mm | 218.1117 |  | Ductwork & Ventilation | QSOR-0002072
Acoustic attenuator size band |  | Sub Catergory | Ductwork & Ventilation
IMME size/duty mark — ATT-200, nominal 200mm circular class | 172.8537 |  | Ductwork & Ventilation | QSOR-0002073
IMME size/duty mark — ATT-315, nominal 315mm circular class | 254.3016 |  | Ductwork & Ventilation | QSOR-0002074
IMME size/duty mark — ATT-500, nominal 500mm circular class | 435.2974 |  | Ductwork & Ventilation | QSOR-0002075
IMME size/duty mark — ATT-630, nominal 630mm circular class | 589.1437 |  | Ductwork & Ventilation | QSOR-0002076
Air terminal plenum box size band |  | Sub Catergory | Ductwork & Ventilation
IMME size/duty mark — PLN-300, nominal 300 × 300mm | 100.4505 |  | Ductwork & Ventilation | QSOR-0002077
IMME size/duty mark — PLN-450, nominal 450 × 450mm | 136.6482 |  | Ductwork & Ventilation | QSOR-0002078
IMME size/duty mark — PLN-600, nominal 600 × 600mm | 199.9935 |  | Ductwork & Ventilation | QSOR-0002079
Variable-air-volume terminal unit size band |  | Sub Catergory | Ductwork & Ventilation
IMME size/duty mark — VAV-125, nominal 125mm VAV terminal class | 408.1692 |  | Ductwork & Ventilation | QSOR-0002080
IMME size/duty mark — VAV-200, nominal 200mm VAV terminal class | 589.174 |  | Ductwork & Ventilation | QSOR-0002081
IMME size/duty mark — VAV-315, nominal 315mm VAV terminal class | 860.6817 |  | Ductwork & Ventilation | QSOR-0002082
IMME size/duty mark — VAV-400, nominal 400mm VAV terminal class | 1132.1893 |  | Ductwork & Ventilation | QSOR-0002083
Constant-air-volume regulator size band |  | Sub Catergory | Ductwork & Ventilation
IMME size/duty mark — CAV-125, nominal 125mm CAV regulator class | 163.8257 |  | Ductwork & Ventilation | QSOR-0002084
IMME size/duty mark — CAV-200, nominal 200mm CAV regulator class | 218.1317 |  | Ductwork & Ventilation | QSOR-0002085
IMME size/duty mark — CAV-315, nominal 315mm CAV regulator class | 317.6925 |  | Ductwork & Ventilation | QSOR-0002086
IMME size/duty mark — CAV-400, nominal 400mm CAV regulator class | 408.2024 |  | Ductwork & Ventilation | QSOR-0002087
IMME AirGrid support + insulation system |  | CATERGORY | Ductwork & Ventilation
Duct support/hanger duty band |  | Sub Catergory | Ductwork & Ventilation
IMME duty band — DHS-600, duct perimeter up to 600mm | 28.0569 |  | Ductwork & Ventilation | QSOR-0002088
IMME duty band — DHS-1200, duct perimeter up to 1,200mm | 41.6313 |  | Ductwork & Ventilation | QSOR-0002089
IMME duty band — DHS-1800, duct perimeter up to 1,800mm | 59.7307 |  | Ductwork & Ventilation | QSOR-0002090
Duct thermal/acoustic insulation thickness band |  | Sub Catergory | Ductwork & Ventilation
IMME size/duty mark — DIN-025, nominal 25mm duct insulation | 32.582 |  | Ductwork & Ventilation | QSOR-0002091
IMME size/duty mark — DIN-040, nominal 40mm duct insulation | 41.6318 |  | Ductwork & Ventilation | QSOR-0002092
IMME size/duty mark — DIN-050, nominal 50mm duct insulation | 50.6814 |  | Ductwork & Ventilation | QSOR-0002093
IMME AirGrid ventilation fan system |  | CATERGORY | Ductwork & Ventilation
Commercial ventilation fan diameter band |  | Sub Catergory | Ductwork & Ventilation
IMME size/duty mark — FAN-200, nominal 200mm commercial ventilation fan | 272.3897 |  | Ductwork & Ventilation | QSOR-0002094
IMME size/duty mark — FAN-315, nominal 315mm commercial ventilation fan | 498.6247 |  | Ductwork & Ventilation | QSOR-0002095
IMME size/duty mark — FAN-450, nominal 450mm commercial ventilation fan | 860.6004 |  | Ductwork & Ventilation | QSOR-0002096
IMME size/duty mark — FAN-630, nominal 630mm commercial ventilation fan | 1313.0702 |  | Ductwork & Ventilation | QSOR-0002097
IMME SmokeSafe smoke-control + pressurisation system |  | CATERGORY | Ductwork & Ventilation
Smoke-extract fan duty band |  | Sub Catergory | Ductwork & Ventilation
IMME duty band — SMF-025, nominal 2.5 m³/s smoke-extract fan | 3621.1668 |  | Ductwork & Ventilation | QSOR-0002098
IMME duty band — SMF-050, nominal 5 m³/s smoke-extract fan | 6336.361 |  | Ductwork & Ventilation | QSOR-0002099
IMME duty band — SMF-100, nominal 10 m³/s smoke-extract fan | 10861.6848 |  | Ductwork & Ventilation | QSOR-0002100
Stair-pressurisation fan duty band |  | Sub Catergory | Ductwork & Ventilation
IMME duty band — SPF-025, nominal 2.5 m³/s stair-pressurisation fan | 4526.1037 |  | Ductwork & Ventilation | QSOR-0002101
IMME duty band — SPF-050, nominal 5 m³/s stair-pressurisation fan | 7241.2211 |  | Ductwork & Ventilation | QSOR-0002102
Smoke-control damper class |  | Sub Catergory | Ductwork & Ventilation
IMME component class (small smoke-control damper) | 408.1358 |  | Ductwork & Ventilation | QSOR-0002103
IMME component class (large smoke-control damper) | 679.6212 |  | Ductwork & Ventilation | QSOR-0002104
Smoke-control panel class |  | Sub Catergory | Ductwork & Ventilation
IMME component class (4-zone smoke-control panel) | 3621.0012 |  | Ductwork & Ventilation | QSOR-0002105
IMME component class (8-zone smoke-control panel) | 6336.0713 |  | Ductwork & Ventilation | QSOR-0002106
IMME component class (16-zone smoke-control panel) | 10861.1881 |  | Ductwork & Ventilation | QSOR-0002107
Pressure-sensing/control equipment |  | Sub Catergory | Ductwork & Ventilation
IMME component class (smoke-control differential-pressure sensor/interface) | 453.3507 |  | Ductwork & Ventilation | QSOR-0002108
Smoke shaft ancillary equipment |  | Sub Catergory | Ductwork & Ventilation
IMME component class (smoke-shaft actuator/control interface) | 724.9126 |  | Ductwork & Ventilation | QSOR-0002109
IMME ExtractCore specialist-exhaust system |  | CATERGORY | Ductwork & Ventilation
Kitchen-extract fan duty band |  | Sub Catergory | Ductwork & Ventilation
IMME duty band — KEF-020, nominal 2 m³/s kitchen-extract fan | 2715.9766 |  | Ductwork & Ventilation | QSOR-0002110
IMME duty band — KEF-050, nominal 5 m³/s kitchen-extract fan | 5431.0455 |  | Ductwork & Ventilation | QSOR-0002111
IMME duty band — KEF-100, nominal 10 m³/s kitchen-extract fan | 9051.1371 |  | Ductwork & Ventilation | QSOR-0002112
Laboratory-extract fan duty band |  | Sub Catergory | Ductwork & Ventilation
IMME duty band — LEF-020, nominal 2 m³/s laboratory-extract fan | 3621.1238 |  | Ductwork & Ventilation | QSOR-0002113
IMME duty band — LEF-050, nominal 5 m³/s laboratory-extract fan | 6336.286 |  | Ductwork & Ventilation | QSOR-0002114
IMME duty band — LEF-100, nominal 10 m³/s laboratory-extract fan | 10861.556 |  | Ductwork & Ventilation | QSOR-0002115
Process-extract fan duty band |  | Sub Catergory | Ductwork & Ventilation
IMME duty band — PEF-020, nominal 2 m³/s process-extract fan | 4073.5933 |  | Ductwork & Ventilation | QSOR-0002116
IMME duty band — PEF-050, nominal 5 m³/s process-extract fan | 7241.2372 |  | Ductwork & Ventilation | QSOR-0002117
IMME duty band — PEF-100, nominal 10 m³/s process-extract fan | 12671.4843 |  | Ductwork & Ventilation | QSOR-0002118
Specialist extract filtration class |  | Sub Catergory | Ductwork & Ventilation
IMME component class (grease-filtration package) | 1810.8911 |  | Ductwork & Ventilation | QSOR-0002119
IMME component class (carbon-filtration package) | 3620.8746 |  | Ductwork & Ventilation | QSOR-0002120
IMME component class (HEPA filtration package) | 5430.8581 |  | Ductwork & Ventilation | QSOR-0002121
Grease/chemical-resistant duct accessory |  | Sub Catergory | Ductwork & Ventilation
IMME component class (small specialist extract accessory) | 227.1663 |  | Ductwork & Ventilation | QSOR-0002122
IMME component class (large specialist extract accessory) | 543.9284 |  | Ductwork & Ventilation | QSOR-0002123
Extract control/interface equipment |  | Sub Catergory | Ductwork & Ventilation
IMME component class (small extract control/interface package) | 1810.8422 |  | Ductwork & Ventilation | QSOR-0002124
IMME component class (large extract control/interface package) | 3620.7763 |  | Ductwork & Ventilation | QSOR-0002125
IMME ControlSense BMS + field device system |  | CATERGORY | BMS/BAS/EMS/PMS/EPMS
Field sensing/control devices (field devices) |  | Sub Catergory | BMS/BAS/EMS/PMS/EPMS
IMME Field sensing device (pressure sensor) | 300.7371 |  | BMS/BAS/EMS/PMS/EPMS | QSOR-0002126
IMME Final accessory component (pressure switch) | 128.9469 |  | BMS/BAS/EMS/PMS/EPMS | QSOR-0002127
IMME component class (pressure transmitter) | 182.1464 |  | BMS/BAS/EMS/PMS/EPMS | QSOR-0002128
IMME Final accessory component (Liquid level switch) | 143.6482 |  | BMS/BAS/EMS/PMS/EPMS | QSOR-0002129
IMME Field sensing device (Static pressure sensor) | 156.4052 |  | BMS/BAS/EMS/PMS/EPMS | QSOR-0002130
IMME Final accessory component (High pressure switch) | 125.8619 |  | BMS/BAS/EMS/PMS/EPMS | QSOR-0002131
IMME Final accessory component (Low pressure switch) | 126.3929 |  | BMS/BAS/EMS/PMS/EPMS | QSOR-0002132
IMME Final accessory component (Water pressure switch) | 209.8489 |  | BMS/BAS/EMS/PMS/EPMS | QSOR-0002133
IMME Field sensing device (Duct temperature sensor) | 123.5415 |  | BMS/BAS/EMS/PMS/EPMS | QSOR-0002134
IMME Field sensing device (Return air sensor) | 48.9052 |  | BMS/BAS/EMS/PMS/EPMS | QSOR-0002135
IMME component class (Frost thermostat) | 80.1009 |  | BMS/BAS/EMS/PMS/EPMS | QSOR-0002136
IMME size/duty mark — Immersion thermostat | 129.6464 |  | BMS/BAS/EMS/PMS/EPMS | QSOR-0002137
IMME size/duty mark — Immersion temperature sensor | 54.7461 |  | BMS/BAS/EMS/PMS/EPMS | QSOR-0002138
IMME Field sensing device (Space temperature sensor) | 50.8426 |  | BMS/BAS/EMS/PMS/EPMS | QSOR-0002139
IMME Field sensing device (Outside air temperature sensor) | 104.5758 |  | BMS/BAS/EMS/PMS/EPMS | QSOR-0002140
IMME Field sensing device (Outside air temperature & humidity sensor) | 412.0917 |  | BMS/BAS/EMS/PMS/EPMS | QSOR-0002141
IMME Field sensing device (Duct humidity sensor) | 169.6968 |  | BMS/BAS/EMS/PMS/EPMS | QSOR-0002142
IMME Field sensing device (Space humidity sensor) | 151.9338 |  | BMS/BAS/EMS/PMS/EPMS | QSOR-0002143
IMME size/duty mark — Immersion water flow sensor | 61.911 |  | BMS/BAS/EMS/PMS/EPMS | QSOR-0002144
IMME Field sensing device (Rain sensor) | 335.8524 |  | BMS/BAS/EMS/PMS/EPMS | QSOR-0002145
IMME Field sensing device (Wind speed and direction sensor) | 1023.4706 |  | BMS/BAS/EMS/PMS/EPMS | QSOR-0002146
IMME component class (Fan coil controller) | 345.9934 |  | BMS/BAS/EMS/PMS/EPMS | QSOR-0002147
IMME component class (VAV controller) | 425.8389 |  | BMS/BAS/EMS/PMS/EPMS | QSOR-0002148
IMME Board/panel assembly (Digital Input Board) | 724.8323 |  | BMS/BAS/EMS/PMS/EPMS | QSOR-0002149
IMME Board/panel assembly (Digital Output Board) | 622.4392 |  | BMS/BAS/EMS/PMS/EPMS | QSOR-0002150
IMME Airflow control device (Damper actuator) | 185.5484 |  | BMS/BAS/EMS/PMS/EPMS | QSOR-0002151
IMME ControlSense supervisory control + network system |  | CATERGORY | BMS/BAS/EMS/PMS/EPMS
DDC controller point-capacity band |  | Sub Catergory | BMS/BAS/EMS/PMS/EPMS
IMME duty band — DDC-016, nominal 16-point DDC controller class | 1093.6896 |  | BMS/BAS/EMS/PMS/EPMS | QSOR-0002152
IMME duty band — DDC-032, nominal 32-point DDC controller class | 1640.0776 |  | BMS/BAS/EMS/PMS/EPMS | QSOR-0002153
IMME duty band — DDC-064, nominal 64-point DDC controller class | 2550.7242 |  | BMS/BAS/EMS/PMS/EPMS | QSOR-0002154
BMS control-panel point-capacity band |  | Sub Catergory | BMS/BAS/EMS/PMS/EPMS
IMME duty band — BMP-024, nominal 24-point BMS control panel | 3188.5145 |  | BMS/BAS/EMS/PMS/EPMS | QSOR-0002155
IMME duty band — BMP-048, nominal 48-point BMS control panel | 5010.0008 |  | BMS/BAS/EMS/PMS/EPMS | QSOR-0002156
IMME duty band — BMP-096, nominal 96-point BMS control panel | 7742.2303 |  | BMS/BAS/EMS/PMS/EPMS | QSOR-0002157
BMS head-end + server platform band |  | Sub Catergory | BMS/BAS/EMS/PMS/EPMS
IMME component class (operator workstation) | 4098.8373 |  | BMS/BAS/EMS/PMS/EPMS | QSOR-0002158
IMME component class (single BMS server) | 5920.1368 |  | BMS/BAS/EMS/PMS/EPMS | QSOR-0002159
IMME component class (redundant BMS server pair) | 10018.0606 |  | BMS/BAS/EMS/PMS/EPMS | QSOR-0002160
BMS software/licence point band |  | Sub Catergory | BMS/BAS/EMS/PMS/EPMS
IMME duty band — BML-250, nominal 250 BMS software point licence | 1640.1847 |  | BMS/BAS/EMS/PMS/EPMS | QSOR-0002161
IMME duty band — BML-1000, nominal 1000 BMS software point licence | 3825.8797 |  | BMS/BAS/EMS/PMS/EPMS | QSOR-0002162
IMME duty band — BML-UNL, nominal unlimited BMS software point licence | 6831.2102 |  | BMS/BAS/EMS/PMS/EPMS | QSOR-0002163
BMS network gateway + controller band |  | Sub Catergory | BMS/BAS/EMS/PMS/EPMS
IMME component class (BACnet protocol gateway) | 820.4557 |  | BMS/BAS/EMS/PMS/EPMS | QSOR-0002164
IMME component class (Modbus protocol gateway) | 1093.6366 |  | BMS/BAS/EMS/PMS/EPMS | QSOR-0002165
IMME component class (BMS network supervisory controller) | 1639.9983 |  | BMS/BAS/EMS/PMS/EPMS | QSOR-0002166
BMS network cabling route band |  | Sub Catergory | BMS/BAS/EMS/PMS/EPMS
IMME component class (BACnet MS/TP screened network cable) | 4.9975 |  | BMS/BAS/EMS/PMS/EPMS | QSOR-0002167
IMME component class (BMS IP network cable) | 5.9054 |  | BMS/BAS/EMS/PMS/EPMS | QSOR-0002168
BMS integration + commissioning point band |  | Sub Catergory | BMS/BAS/EMS/PMS/EPMS
IMME duty band — BIC-025, nominal 25-point integration/commissioning class | 1089.2521 |  | BMS/BAS/EMS/PMS/EPMS | QSOR-0002169
IMME duty band — BIC-050, nominal 50-point integration/commissioning class | 1814.8137 |  | BMS/BAS/EMS/PMS/EPMS | QSOR-0002170
IMME duty band — BIC-100, nominal 100-point integration/commissioning class | 3175.2415 |  | BMS/BAS/EMS/PMS/EPMS | QSOR-0002171
IMME duty band — BIC-200, nominal 200-point integration/commissioning class | 5442.6212 |  | BMS/BAS/EMS/PMS/EPMS | QSOR-0002172
IMME FireSafe suppression system (project-specific budget) |  | CATERGORY | Fire Protection Suppression System
Gas-suppression cylinder/package class |  | Sub Catergory | Fire Protection Suppression System
IMME duty band — GSP-100, nominal 100 m³ protected-volume gas-suppression package | 13576.7289 |  | Fire Protection Suppression System | QSOR-0002173
IMME duty band — GSP-250, nominal 250 m³ protected-volume gas-suppression package | 22627.276 |  | Fire Protection Suppression System | QSOR-0002174
IMME duty band — GSP-500, nominal 500 m³ protected-volume gas-suppression package | 40728.3707 |  | Fire Protection Suppression System | QSOR-0002175
Water-mist suppression package |  | Sub Catergory | Fire Protection Suppression System
IMME duty band — WMS-10, nominal 10-nozzle water-mist package | 18100.8924 |  | Fire Protection Suppression System | QSOR-0002176
IMME duty band — WMS-25, nominal 25-nozzle water-mist package | 31675.8808 |  | Fire Protection Suppression System | QSOR-0002177
IMME duty band — WMS-50, nominal 50-nozzle water-mist package | 54300.8615 |  | Fire Protection Suppression System | QSOR-0002178
Kitchen suppression package |  | Sub Catergory | Fire Protection Suppression System
IMME component class (small commercial-kitchen suppression package) | 4525.9133 |  | Fire Protection Suppression System | QSOR-0002179
IMME component class (medium commercial-kitchen suppression package) | 7240.9164 |  | Fire Protection Suppression System | QSOR-0002180
IMME component class (large commercial-kitchen suppression package) | 10860.9206 |  | Fire Protection Suppression System | QSOR-0002181
Suppression control-panel class |  | Sub Catergory | Fire Protection Suppression System
IMME component class (single-zone suppression control panel) | 1810.9933 |  | Fire Protection Suppression System | QSOR-0002182
IMME component class (multi-zone suppression control panel) | 3168.5572 |  | Fire Protection Suppression System | QSOR-0002183
Suppression detection/release device class |  | Sub Catergory | Fire Protection Suppression System
IMME component class (manual release/abort device) | 200.0148 |  | Fire Protection Suppression System | QSOR-0002184
IMME component class (audible/visual release indicator) | 317.6688 |  | Fire Protection Suppression System | QSOR-0002185
IMME component class (pressure/status supervisory interface) | 543.9265 |  | Fire Protection Suppression System | QSOR-0002186
IMME LiftCore vertical-transport system (project-specific budget) |  | CATERGORY | Lifts (Physical)
Passenger-lift capacity/speed band |  | Sub Catergory | Lifts (Physical)
IMME duty band — LFT-630-2, nominal 8-person / 630 kg passenger lift, 2-stop class | 31828.2436 |  | Lifts (Physical) | QSOR-0002187
IMME duty band — LFT-630-4, nominal 8-person / 630 kg passenger lift, 4-stop class | 45468.5285 |  | Lifts (Physical) | QSOR-0002188
IMME duty band — LFT-630-8, nominal 8-person / 630 kg passenger lift, 8-stop class | 68202.3365 |  | Lifts (Physical) | QSOR-0002189
IMME duty band — LFT-1000-4, nominal 13-person / 1,000 kg passenger lift, 4-stop class | 59108.8131 |  | Lifts (Physical) | QSOR-0002190
Goods-lift capacity band |  | Sub Catergory | Lifts (Physical)
IMME duty band — GLF-1000-2, nominal 1,000 kg goods lift, 2-stop class | 40922.3652 |  | Lifts (Physical) | QSOR-0002191
IMME duty band — GLF-1000-4, nominal 1,000 kg goods lift, 4-stop class | 59109.6777 |  | Lifts (Physical) | QSOR-0002192
Platform-lift class |  | Sub Catergory | Lifts (Physical)
IMME component class (two-level platform lift) | 13640.9522 |  | Lifts (Physical) | QSOR-0002193
IMME component class (multi-level platform lift) | 22734.3123 |  | Lifts (Physical) | QSOR-0002194
Lift control equipment |  | Sub Catergory | Lifts (Physical)
IMME component class (passenger-lift control-panel package) | 7275.5759 |  | Lifts (Physical) | QSOR-0002195
Lift ancillary equipment |  | Sub Catergory | Lifts (Physical)
IMME component class (standard lift ancillary/signalling package) | 4547.8056 |  | Lifts (Physical) | QSOR-0002196
IMME Electrical Systems Index |  | MAIN HEADING FOR SECTION (ELECTRICAL ITEMS) | N/A – Electrical section header
IMME EnergyPlant standby generator system |  | CATERGORY | Generators & Fuel Tanks
Standby power module band (generator) |  | Sub Catergory | Generators & Fuel Tanks
IMME duty band — GEN-065, nominal 65 kVA set output | 34719.9672 |  | Generators & Fuel Tanks | QSOR-0002197
IMME duty band — GEN-110, nominal 110 kVA set output | 35021.1572 |  | Generators & Fuel Tanks | QSOR-0002198
IMME duty band — GEN-165, nominal 165 kVA set output | 47177.8383 |  | Generators & Fuel Tanks | QSOR-0002199
IMME duty band — GEN-330, nominal 330 kVA set output | 52217.548 |  | Generators & Fuel Tanks | QSOR-0002200
IMME duty band — GEN-550, nominal 550 kVA set output | 92511.1294 |  | Generators & Fuel Tanks | QSOR-0002201
IMME duty band — GEN-825, nominal 825 kVA set output | 182233.9391 |  | Generators & Fuel Tanks | QSOR-0002202
IMME duty band — GEN-1100, nominal 1,100 kVA set output | 258101.4116 |  | Generators & Fuel Tanks | QSOR-0002203
IMME duty band — GEN-1650, nominal 1,650 kVA set output | 304395.9784 |  | Generators & Fuel Tanks | QSOR-0002204
IMME duty band — GEN-2200, nominal 2,200 kVA set output | 465356.8043 |  | Generators & Fuel Tanks | QSOR-0002205
IMME duty band — GEN-2750, nominal 2,750 kVA set output | 634046.2046 |  | Generators & Fuel Tanks | QSOR-0002206
IMME EnergyPlant generator fuel-storage system |  | CATERGORY | Generators & Fuel Tanks
Bunded bulk fuel-tank volume band |  | Sub Catergory | Generators & Fuel Tanks
IMME duty band — FTK-0500, nominal 500 litre bunded bulk fuel tank | 1271.0472 |  | Generators & Fuel Tanks | QSOR-0002207
IMME duty band — FTK-1000, nominal 1,000 litre bunded bulk fuel tank | 1724.6676 |  | Generators & Fuel Tanks | QSOR-0002208
IMME duty band — FTK-2500, nominal 2,500 litre bunded bulk fuel tank | 2359.7362 |  | Generators & Fuel Tanks | QSOR-0002209
IMME duty band — FTK-5000, nominal 5,000 litre bunded bulk fuel tank | 4355.666 |  | Generators & Fuel Tanks | QSOR-0002210
IMME duty band — FTK-10000, nominal 10,000 litre bunded bulk fuel tank | 7712.457 |  | Generators & Fuel Tanks | QSOR-0002211
Generator day-tank volume band |  | Sub Catergory | Generators & Fuel Tanks
IMME duty band — DTK-0100, nominal 100 litre generator day tank | 817.3969 |  | Generators & Fuel Tanks | QSOR-0002212
IMME duty band — DTK-0250, nominal 250 litre generator day tank | 1180.2798 |  | Generators & Fuel Tanks | QSOR-0002213
IMME duty band — DTK-0500, nominal 500 litre generator day tank | 1724.6045 |  | Generators & Fuel Tanks | QSOR-0002214
IMME EnergyPlant generator fuel-transfer system |  | CATERGORY | Generators & Fuel Tanks
Fuel-transfer pump flow band |  | Sub Catergory | Generators & Fuel Tanks
IMME duty band — FTP-030, nominal 30 L/min fuel-transfer pump | 771.943 |  | Generators & Fuel Tanks | QSOR-0002215
IMME duty band — FTP-060, nominal 60 L/min fuel-transfer pump | 1089.427 |  | Generators & Fuel Tanks | QSOR-0002216
IMME duty band — FTP-100, nominal 100 L/min fuel-transfer pump | 1542.976 |  | Generators & Fuel Tanks | QSOR-0002217
Fuel-transfer control-panel class |  | Sub Catergory | Generators & Fuel Tanks
IMME component class (single-pump transfer control panel) | 1361.7354 |  | Generators & Fuel Tanks | QSOR-0002218
IMME component class (duty/standby transfer control panel) | 2268.9524 |  | Generators & Fuel Tanks | QSOR-0002219
IMME EnergyPlant generator exhaust + ancillary system |  | CATERGORY | Generators & Fuel Tanks
Generator exhaust silencer duty band |  | Sub Catergory | Generators & Fuel Tanks
IMME duty band — GSL-065, nominal 65 kVA generator silencer class | 817.3644 |  | Generators & Fuel Tanks | QSOR-0002220
IMME duty band — GSL-330, nominal 330 kVA generator silencer class | 1633.8188 |  | Generators & Fuel Tanks | QSOR-0002221
IMME duty band — GSL-825, nominal 825 kVA generator silencer class | 2722.4247 |  | Generators & Fuel Tanks | QSOR-0002222
IMME duty band — GSL-1650, nominal 1,650 kVA generator silencer class | 4536.7679 |  | Generators & Fuel Tanks | QSOR-0002223
IMME duty band — GSL-2750, nominal 2,750 kVA generator silencer class | 6804.6968 |  | Generators & Fuel Tanks | QSOR-0002224
Generator exhaust flexible/pipe interface band |  | Sub Catergory | Generators & Fuel Tanks
IMME duty band — GEX-065, nominal 65 kVA exhaust connection class | 545.255 |  | Generators & Fuel Tanks | QSOR-0002225
IMME duty band — GEX-330, nominal 330 kVA exhaust connection class | 1089.6002 |  | Generators & Fuel Tanks | QSOR-0002226
IMME duty band — GEX-825, nominal 825 kVA exhaust connection class | 1996.842 |  | Generators & Fuel Tanks | QSOR-0002227
IMME duty band — GEX-1650, nominal 1,650 kVA exhaust connection class | 3176.2561 |  | Generators & Fuel Tanks | QSOR-0002228
IMME duty band — GEX-2750, nominal 2,750 kVA exhaust connection class | 4537.1187 |  | Generators & Fuel Tanks | QSOR-0002229
Generator ancillary equipment class |  | Sub Catergory | Generators & Fuel Tanks
IMME component class (automatic battery charger) | 409.1408 |  | Generators & Fuel Tanks | QSOR-0002230
IMME component class (engine jacket heater package) | 681.2948 |  | Generators & Fuel Tanks | QSOR-0002231
IMME component class (anti-vibration mount set) | 1089.5255 |  | Generators & Fuel Tanks | QSOR-0002232
IMME EnergyPlant LV transformer system |  | CATERGORY | Substation, RMU & Transformers
IMME component class (LV transformer duty bands) |  | Sub Catergory | Substation, RMU & Transformers
IMME duty band — TX-550, nominal 550 kVA conversion duty | 20106.2619 |  | Substation, RMU & Transformers | QSOR-0002233
IMME duty band — TX-875, nominal 875 kVA conversion duty | 22791.8559 |  | Substation, RMU & Transformers | QSOR-0002234
IMME duty band — TX-1100, nominal 1,100 kVA conversion duty | 25583.593 |  | Substation, RMU & Transformers | QSOR-0002235
IMME duty band — TX-1375, nominal 1,375 kVA conversion duty | 31057.4688 |  | Substation, RMU & Transformers | QSOR-0002236
IMME duty band — TX-1650, nominal 1,650 kVA conversion duty | 36455.1404 |  | Substation, RMU & Transformers | QSOR-0002237
IMME duty band — TX-2200, nominal 2,200 kVA conversion duty | 46797.0934 |  | Substation, RMU & Transformers | QSOR-0002238
IMME EnergyPlant RMU + HV protection system |  | CATERGORY | Substation, RMU & Transformers
11kV ring-main-unit configuration band |  | Sub Catergory | Substation, RMU & Transformers
IMME duty band — RMU-02, nominal 2-way 11kV RMU arrangement | 36417.4001 |  | Substation, RMU & Transformers | QSOR-0002239
IMME duty band — RMU-03, nominal 3-way 11kV RMU arrangement | 50073.5826 |  | Substation, RMU & Transformers | QSOR-0002240
IMME duty band — RMU-04, nominal 4-way 11kV RMU arrangement | 63729.765 |  | Substation, RMU & Transformers | QSOR-0002241
HV protection + metering panel class |  | Sub Catergory | Substation, RMU & Transformers
IMME component class (basic transformer protection panel) | 7284.983 |  | Substation, RMU & Transformers | QSOR-0002242
IMME component class (HV metering/protection panel) | 10927.0177 |  | Substation, RMU & Transformers | QSOR-0002243
IMME component class (networked protection + metering panel) | 16390.0699 |  | Substation, RMU & Transformers | QSOR-0002244
IMME EnergyPlant packaged substation system |  | CATERGORY | Substation, RMU & Transformers
Packaged substation transformer-duty band |  | Sub Catergory | Substation, RMU & Transformers
IMME duty band — PSS-550, nominal 550 kVA packaged substation arrangement | 68289.8819 |  | Substation, RMU & Transformers | QSOR-0002245
IMME duty band — PSS-1000, nominal 1,000 kVA packaged substation arrangement | 91052.8714 |  | Substation, RMU & Transformers | QSOR-0002246
IMME duty band — PSS-1500, nominal 1,500 kVA packaged substation arrangement | 118368.4587 |  | Substation, RMU & Transformers | QSOR-0002247
IMME duty band — PSS-2200, nominal 2,200 kVA packaged substation arrangement | 154789.2418 |  | Substation, RMU & Transformers | QSOR-0002248
IMME EnergyPlant HV switching accessory system |  | CATERGORY | Substation, RMU & Transformers
HV switching + metering cubicle class |  | Sub Catergory | Substation, RMU & Transformers
IMME component class (11kV fuse-switch unit) | 13656.6281 |  | Substation, RMU & Transformers | QSOR-0002249
IMME component class (11kV load-break switch unit) | 10925.4852 |  | Substation, RMU & Transformers | QSOR-0002250
IMME component class (11kV metering cubicle) | 16387.7712 |  | Substation, RMU & Transformers | QSOR-0002251
IMME PowerSecure UPS + battery system (project-specific budget) |  | CATERGORY | UPS/Battery
Static UPS duty band |  | Sub Catergory | UPS/Battery
IMME duty band — UPS-010, nominal 10 kVA online static UPS | 4552.7931 |  | UPS/Battery | QSOR-0002252
IMME duty band — UPS-020, nominal 20 kVA online static UPS | 8194.2969 |  | UPS/Battery | QSOR-0002253
IMME duty band — UPS-040, nominal 40 kVA online static UPS | 14566.9286 |  | UPS/Battery | QSOR-0002254
IMME duty band — UPS-080, nominal 80 kVA online static UPS | 27312.1919 |  | UPS/Battery | QSOR-0002255
IMME duty band — UPS-160, nominal 160 kVA online static UPS | 50071.5909 |  | UPS/Battery | QSOR-0002256
Modular UPS duty band |  | Sub Catergory | UPS/Battery
IMME duty band — UPM-050, nominal 50 kVA modular UPS system | 22759.5616 |  | UPS/Battery | QSOR-0002257
IMME duty band — UPM-100, nominal 100 kVA modular UPS system | 40966.4803 |  | UPS/Battery | QSOR-0002258
IMME duty band — UPM-250, nominal 250 kVA modular UPS system | 91035.5065 |  | UPS/Battery | QSOR-0002259
IMME duty band — UPM-500, nominal 500 kVA modular UPS system | 163863.1809 |  | UPS/Battery | QSOR-0002260
Battery autonomy/capacity band |  | Sub Catergory | UPS/Battery
IMME duty band — BAT-10-15, nominal 10 kVA / 15-minute battery autonomy | 3642.8174 |  | UPS/Battery | QSOR-0002261
IMME duty band — BAT-40-15, nominal 40 kVA / 15-minute battery autonomy | 9105.6736 |  | UPS/Battery | QSOR-0002262
IMME duty band — BAT-100-15, nominal 100 kVA / 15-minute battery autonomy | 20031.3858 |  | UPS/Battery | QSOR-0002263
IMME duty band — BAT-250-15, nominal 250 kVA / 15-minute battery autonomy | 45524.7142 |  | UPS/Battery | QSOR-0002264
Battery cabinet/rack class |  | Sub Catergory | UPS/Battery
IMME component class (small battery cabinet/rack) | 1366.6759 |  | UPS/Battery | QSOR-0002265
IMME component class (large battery cabinet/rack) | 2732.4386 |  | UPS/Battery | QSOR-0002266
UPS maintenance-bypass class |  | Sub Catergory | UPS/Battery
IMME component class (up to 100A maintenance-bypass panel) | 1093.5061 |  | UPS/Battery | QSOR-0002267
IMME component class (up to 250A maintenance-bypass panel) | 2277.1482 |  | UPS/Battery | QSOR-0002268
IMME component class (up to 630A maintenance-bypass panel) | 4553.3833 |  | UPS/Battery | QSOR-0002269
UPS distribution/control ancillary equipment |  | Sub Catergory | UPS/Battery
IMME component class (small UPS output-distribution ancillary package) | 1821.8336 |  | UPS/Battery | QSOR-0002270
IMME component class (medium UPS output-distribution ancillary package) | 4097.9836 |  | UPS/Battery | QSOR-0002271
IMME component class (large UPS output-distribution ancillary package) | 7284.5942 |  | UPS/Battery | QSOR-0002272
IMME BoardHub distribution + accessory system |  | CATERGORY | MV/LV Switchgear, Panelboards & Distribution Boards
IMME Board/panel assembly (SP&N board section) |  | Sub Catergory | MV/LV Switchgear, Panelboards & Distribution Boards
IMME size/duty mark — 6 way | 293.1788 |  | MV/LV Switchgear, Panelboards & Distribution Boards | QSOR-0002273
IMME size/duty mark — 8 way | 349.5737 |  | MV/LV Switchgear, Panelboards & Distribution Boards | QSOR-0002274
IMME size/duty mark — 12 way | 441.1102 |  | MV/LV Switchgear, Panelboards & Distribution Boards | QSOR-0002275
IMME size/duty mark — 16 way | 601.749 |  | MV/LV Switchgear, Panelboards & Distribution Boards | QSOR-0002276
IMME size/duty mark — 24 way | 862.7485 |  | MV/LV Switchgear, Panelboards & Distribution Boards | QSOR-0002277
TP&N board section (distribution board) |  | Sub Catergory | MV/LV Switchgear, Panelboards & Distribution Boards
IMME size/duty mark — 4 way | 1166.5201 |  | MV/LV Switchgear, Panelboards & Distribution Boards | QSOR-0002278
IMME size/duty mark — 6 way | 1269.1485 |  | MV/LV Switchgear, Panelboards & Distribution Boards | QSOR-0002279
IMME size/duty mark — 8 way | 1347.1398 |  | MV/LV Switchgear, Panelboards & Distribution Boards | QSOR-0002280
IMME size/duty mark — 12 way | 1564.4035 |  | MV/LV Switchgear, Panelboards & Distribution Boards | QSOR-0002281
IMME size/duty mark — 16 way | 1892.5706 |  | MV/LV Switchgear, Panelboards & Distribution Boards | QSOR-0002282
IMME size/duty mark — 24 way | 2587.4877 |  | MV/LV Switchgear, Panelboards & Distribution Boards | QSOR-0002283
IMME component class (MCB protective devices) |  | Sub Catergory | MV/LV Switchgear, Panelboards & Distribution Boards
IMME size/duty mark — 6 amp | 23.3606 |  | MV/LV Switchgear, Panelboards & Distribution Boards | QSOR-0002284
IMME size/duty mark — 10-40 amp | 24.0542 |  | MV/LV Switchgear, Panelboards & Distribution Boards | QSOR-0002285
IMME size/duty mark — 50-63 amp | 26.6148 |  | MV/LV Switchgear, Panelboards & Distribution Boards | QSOR-0002286
IMME component class (RCBO protective devices) |  | Sub Catergory | MV/LV Switchgear, Panelboards & Distribution Boards
IMME size/duty mark — 6 amp | 90.9834 |  | MV/LV Switchgear, Panelboards & Distribution Boards | QSOR-0002287
IMME size/duty mark — 10-40 amp | 100.1242 |  | MV/LV Switchgear, Panelboards & Distribution Boards | QSOR-0002288
IMME size/duty mark — 50-63 amp | 104.2306 |  | MV/LV Switchgear, Panelboards & Distribution Boards | QSOR-0002289
IMME component class (SP&N HRC Fused 20 Amp Incomer) |  | Sub Catergory | MV/LV Switchgear, Panelboards & Distribution Boards
IMME size/duty mark — 4 way | 330.2145 |  | MV/LV Switchgear, Panelboards & Distribution Boards | QSOR-0002290
IMME size/duty mark — 6 way | 394.8737 |  | MV/LV Switchgear, Panelboards & Distribution Boards | QSOR-0002291
IMME size/duty mark — 8 way | 464.2454 |  | MV/LV Switchgear, Panelboards & Distribution Boards | QSOR-0002292
IMME size/duty mark — 12 way | 601.5886 |  | MV/LV Switchgear, Panelboards & Distribution Boards | QSOR-0002293
IMME component class (SP&N HRC Fused 32 Amp Incomer) |  | Sub Catergory | MV/LV Switchgear, Panelboards & Distribution Boards
IMME size/duty mark — 4 way | 387.8034 |  | MV/LV Switchgear, Panelboards & Distribution Boards | QSOR-0002294
IMME size/duty mark — 6 way | 501.9082 |  | MV/LV Switchgear, Panelboards & Distribution Boards | QSOR-0002295
IMME size/duty mark — 8 way | 594.0604 |  | MV/LV Switchgear, Panelboards & Distribution Boards | QSOR-0002296
IMME size/duty mark — 12 way | 762.6591 |  | MV/LV Switchgear, Panelboards & Distribution Boards | QSOR-0002297
IMME component class (TP&N HRC Fused 20 Amp Incomer) |  | Sub Catergory | MV/LV Switchgear, Panelboards & Distribution Boards
IMME size/duty mark — 4 way | 627.9169 |  | MV/LV Switchgear, Panelboards & Distribution Boards | QSOR-0002298
IMME size/duty mark — 6 way | 794.9871 |  | MV/LV Switchgear, Panelboards & Distribution Boards | QSOR-0002299
IMME size/duty mark — 8 way | 953.4975 |  | MV/LV Switchgear, Panelboards & Distribution Boards | QSOR-0002300
IMME size/duty mark — 12 way | 1338.9847 |  | MV/LV Switchgear, Panelboards & Distribution Boards | QSOR-0002301
IMME component class (TP&N HRC Fused 32 Amp Incomer) |  | Sub Catergory | MV/LV Switchgear, Panelboards & Distribution Boards
IMME size/duty mark — 4 way | 787.4001 |  | MV/LV Switchgear, Panelboards & Distribution Boards | QSOR-0002303
IMME size/duty mark — 6 way | 1004.4669 |  | MV/LV Switchgear, Panelboards & Distribution Boards | QSOR-0002304
IMME size/duty mark — 8 way | 1193.3474 |  | MV/LV Switchgear, Panelboards & Distribution Boards | QSOR-0002305
IMME size/duty mark — 12 way | 1680.056 |  | MV/LV Switchgear, Panelboards & Distribution Boards | QSOR-0002306
Fuse protection carrier (HRC fuse carrier) |  | Sub Catergory | MV/LV Switchgear, Panelboards & Distribution Boards
IMME size/duty mark — 2-30 amp | 10.4918 |  | MV/LV Switchgear, Panelboards & Distribution Boards | QSOR-0002308
IMME size/duty mark — 35-63 amp | 17.4231 |  | MV/LV Switchgear, Panelboards & Distribution Boards | QSOR-0002309
IMME size/duty mark — 80 amp | 24.3795 |  | MV/LV Switchgear, Panelboards & Distribution Boards | QSOR-0002310
IMME size/duty mark — 100 amp | 27.9874 |  | MV/LV Switchgear, Panelboards & Distribution Boards | QSOR-0002311
IMME size/duty mark — 125 amp | 38.4445 |  | MV/LV Switchgear, Panelboards & Distribution Boards | QSOR-0002312
IMME size/duty mark — 160 amp | 40.2831 |  | MV/LV Switchgear, Panelboards & Distribution Boards | QSOR-0002313
IMME size/duty mark — 200 amp | 41.3305 |  | MV/LV Switchgear, Panelboards & Distribution Boards | QSOR-0002314
Local protection board (consumer unit) |  | CATERGORY | MV/LV Switchgear, Panelboards & Distribution Boards
IMME Board/panel assembly (Board) |  | Sub Catergory | MV/LV Switchgear, Panelboards & Distribution Boards
IMME size/duty mark — 2 way | 308.3683 |  | MV/LV Switchgear, Panelboards & Distribution Boards | QSOR-0002316
IMME size/duty mark — 4 way | 337.2646 |  | MV/LV Switchgear, Panelboards & Distribution Boards | QSOR-0002317
IMME size/duty mark — 6 way | 395.4637 |  | MV/LV Switchgear, Panelboards & Distribution Boards | QSOR-0002318
IMME size/duty mark — 8 way | 439.8911 |  | MV/LV Switchgear, Panelboards & Distribution Boards | QSOR-0002319
IMME size/duty mark — 12 way | 532.9891 |  | MV/LV Switchgear, Panelboards & Distribution Boards | QSOR-0002320
IMME size/duty mark — 16 way | 669.8697 |  | MV/LV Switchgear, Panelboards & Distribution Boards | QSOR-0002321
IMME component class (Residual Current Device 230V) |  | Sub Catergory | MV/LV Switchgear, Panelboards & Distribution Boards
IMME size/duty mark — 16 amp | 128.5547 |  | MV/LV Switchgear, Panelboards & Distribution Boards | QSOR-0002322
IMME size/duty mark — 30 amp | 130.1614 |  | MV/LV Switchgear, Panelboards & Distribution Boards | QSOR-0002323
IMME size/duty mark — 40 amp | 132.0774 |  | MV/LV Switchgear, Panelboards & Distribution Boards | QSOR-0002324
IMME size/duty mark — 63 amp | 160.5572 |  | MV/LV Switchgear, Panelboards & Distribution Boards | QSOR-0002325
IMME size/duty mark — 80 amp | 176.9094 |  | MV/LV Switchgear, Panelboards & Distribution Boards | QSOR-0002326
IMME size/duty mark — 100 amp | 217.9164 |  | MV/LV Switchgear, Panelboards & Distribution Boards | QSOR-0002327
IMME component class (Contactor relays) |  | Sub Catergory | MV/LV Switchgear, Panelboards & Distribution Boards
IMME size/duty mark — 6 amp, 415/240 volt, 4 pole N/O | 130.9343 |  | MV/LV Switchgear, Panelboards & Distribution Boards | QSOR-0002328
IMME size/duty mark — 6 amp, 415/240 volt, 8 pole N/O | 169.557 |  | MV/LV Switchgear, Panelboards & Distribution Boards | QSOR-0002329
IMME EnergyPlant HV switchgear system |  | CATERGORY | MV/LV Switchgear, Panelboards & Distribution Boards
IMME Final accessory component (HV switchgear lineup classes) |  | Sub Catergory | MV/LV Switchgear, Panelboards & Distribution Boards
IMME size/duty mark — IMME HV-L1 compact single-lineup arrangement | 65333.8338 |  | MV/LV Switchgear, Panelboards & Distribution Boards | QSOR-0002330
IMME size/duty mark — IMME HV-L3 three-section lineup arrangement | 121071.6676 |  | MV/LV Switchgear, Panelboards & Distribution Boards | QSOR-0002331
IMME size/duty mark — IMME HV-L5 five-section lineup arrangement | 214809.7841 |  | MV/LV Switchgear, Panelboards & Distribution Boards | QSOR-0002332
IMME BoardHub LV switchboard + protection system |  | CATERGORY | MV/LV Switchgear, Panelboards & Distribution Boards
LV main switchboard current band |  | Sub Catergory | MV/LV Switchgear, Panelboards & Distribution Boards
IMME duty band — LVS-250, nominal 250A LV main switchboard | 3642.8305 |  | MV/LV Switchgear, Panelboards & Distribution Boards | QSOR-0002333
IMME duty band — LVS-400, nominal 400A LV main switchboard | 5463.7894 |  | MV/LV Switchgear, Panelboards & Distribution Boards | QSOR-0002334
IMME duty band — LVS-630, nominal 630A LV main switchboard | 8195.2272 |  | MV/LV Switchgear, Panelboards & Distribution Boards | QSOR-0002335
IMME duty band — LVS-800, nominal 800A LV main switchboard | 10471.4257 |  | MV/LV Switchgear, Panelboards & Distribution Boards | QSOR-0002336
IMME duty band — LVS-1250, nominal 1,250A LV main switchboard | 16389.541 |  | MV/LV Switchgear, Panelboards & Distribution Boards | QSOR-0002337
IMME duty band — LVS-1600, nominal 1,600A LV main switchboard | 21852.4168 |  | MV/LV Switchgear, Panelboards & Distribution Boards | QSOR-0002338
IMME duty band — LVS-2500, nominal 2,500A LV main switchboard | 34599.1274 |  | MV/LV Switchgear, Panelboards & Distribution Boards | QSOR-0002339
Moulded-case circuit-breaker current band |  | Sub Catergory | MV/LV Switchgear, Panelboards & Distribution Boards
IMME size/duty mark — MCCB-100, nominal 100A MCCB | 651.9619 |  | MV/LV Switchgear, Panelboards & Distribution Boards | QSOR-0002340
IMME size/duty mark — MCCB-250, nominal 250A MCCB | 1275.6937 |  | MV/LV Switchgear, Panelboards & Distribution Boards | QSOR-0002341
IMME size/duty mark — MCCB-400, nominal 400A MCCB | 2004.1397 |  | MV/LV Switchgear, Panelboards & Distribution Boards | QSOR-0002342
IMME size/duty mark — MCCB-630, nominal 630A MCCB | 5464.2578 |  | MV/LV Switchgear, Panelboards & Distribution Boards | QSOR-0002343
Air-circuit-breaker current band |  | Sub Catergory | MV/LV Switchgear, Panelboards & Distribution Boards
IMME size/duty mark — ACB-800, nominal 800A ACB | 4552.9256 |  | MV/LV Switchgear, Panelboards & Distribution Boards | QSOR-0002344
IMME size/duty mark — ACB-1600, nominal 1,600A ACB | 8194.5355 |  | MV/LV Switchgear, Panelboards & Distribution Boards | QSOR-0002345
IMME size/duty mark — ACB-2500, nominal 2,500A ACB | 13656.9501 |  | MV/LV Switchgear, Panelboards & Distribution Boards | QSOR-0002346
IMME size/duty mark — ACB-3200, nominal 3,200A ACB | 20029.7672 |  | MV/LV Switchgear, Panelboards & Distribution Boards | QSOR-0002347
IMME BoardHub motor-control-centre system |  | CATERGORY | MV/LV Switchgear, Panelboards & Distribution Boards
MCC starter-way capacity band |  | Sub Catergory | MV/LV Switchgear, Panelboards & Distribution Boards
IMME duty band — MCC-04, nominal 4-starter MCC arrangement | 7285.1683 |  | MV/LV Switchgear, Panelboards & Distribution Boards | QSOR-0002348
IMME duty band — MCC-08, nominal 8-starter MCC arrangement | 12748.3594 |  | MV/LV Switchgear, Panelboards & Distribution Boards | QSOR-0002349
IMME duty band — MCC-12, nominal 12-starter MCC arrangement | 18211.5507 |  | MV/LV Switchgear, Panelboards & Distribution Boards | QSOR-0002350
IMME duty band — MCC-20, nominal 20-starter MCC arrangement | 27316.8693 |  | MV/LV Switchgear, Panelboards & Distribution Boards | QSOR-0002351
IMME BoardHub automatic-transfer + sectionalising system |  | CATERGORY | MV/LV Switchgear, Panelboards & Distribution Boards
Automatic transfer-switch current band |  | Sub Catergory | MV/LV Switchgear, Panelboards & Distribution Boards
IMME duty band — ATS-250, nominal 250A automatic transfer-switch arrangement | 3187.4559 |  | MV/LV Switchgear, Panelboards & Distribution Boards | QSOR-0002352
IMME duty band — ATS-400, nominal 400A automatic transfer-switch arrangement | 4553.117 |  | MV/LV Switchgear, Panelboards & Distribution Boards | QSOR-0002353
IMME duty band — ATS-630, nominal 630A automatic transfer-switch arrangement | 7284.4394 |  | MV/LV Switchgear, Panelboards & Distribution Boards | QSOR-0002354
IMME duty band — ATS-1000, nominal 1,000A automatic transfer-switch arrangement | 11836.643 |  | MV/LV Switchgear, Panelboards & Distribution Boards | QSOR-0002355
Incomer/section/coupler panel current band |  | Sub Catergory | MV/LV Switchgear, Panelboards & Distribution Boards
IMME duty band — ISC-400, nominal 400A incomer/section/coupler panel | 4097.8959 |  | MV/LV Switchgear, Panelboards & Distribution Boards | QSOR-0002356
IMME duty band — ISC-800, nominal 800A incomer/section/coupler panel | 7284.4379 |  | MV/LV Switchgear, Panelboards & Distribution Boards | QSOR-0002357
IMME duty band — ISC-1600, nominal 1,600A incomer/section/coupler panel | 12747.0812 |  | MV/LV Switchgear, Panelboards & Distribution Boards | QSOR-0002358
Switchboard metering + protection module class |  | Sub Catergory | MV/LV Switchgear, Panelboards & Distribution Boards
IMME component class (multifunction metering module) | 547.1986 |  | MV/LV Switchgear, Panelboards & Distribution Boards | QSOR-0002359
IMME component class (electronic protection relay module) | 1093.484 |  | MV/LV Switchgear, Panelboards & Distribution Boards | QSOR-0002360
IMME component class (networked metering/protection module) | 1821.8643 |  | MV/LV Switchgear, Panelboards & Distribution Boards | QSOR-0002361
IMME LightCore luminaire system (project-specific budget) |  | CATERGORY | Luminaires (Light Fittings Only)
Recessed LED luminaire class |  | Sub Catergory | Luminaires (Light Fittings Only)
IMME component class (600 × 600 LED panel luminaire) | 60.0545 |  | Luminaires (Light Fittings Only) | QSOR-0002362
IMME component class (recessed LED downlight) | 50.9556 |  | Luminaires (Light Fittings Only) | QSOR-0002363
Surface-mounted LED luminaire class |  | Sub Catergory | Luminaires (Light Fittings Only)
IMME component class (surface LED bulkhead) | 69.1476 |  | Luminaires (Light Fittings Only) | QSOR-0002364
IMME component class (surface linear LED luminaire) | 87.3436 |  | Luminaires (Light Fittings Only) | QSOR-0002365
Pendant luminaire class |  | Sub Catergory | Luminaires (Light Fittings Only)
IMME component class (standard commercial pendant luminaire) | 110.0991 |  | Luminaires (Light Fittings Only) | QSOR-0002366
IMME component class (large commercial pendant luminaire) | 201.0878 |  | Luminaires (Light Fittings Only) | QSOR-0002367
Linear luminaire class |  | Sub Catergory | Luminaires (Light Fittings Only)
IMME component class (1.2m linear LED luminaire) | 91.9012 |  | Luminaires (Light Fittings Only) | QSOR-0002368
IMME component class (1.5m linear LED luminaire) | 128.2963 |  | Luminaires (Light Fittings Only) | QSOR-0002369
External/weatherproof luminaire class |  | Sub Catergory | Luminaires (Light Fittings Only)
IMME component class (IP65 weatherproof linear luminaire) | 128.2846 |  | Luminaires (Light Fittings Only) | QSOR-0002370
IMME component class (small external LED floodlight) | 164.6766 |  | Luminaires (Light Fittings Only) | QSOR-0002371
Emergency luminaire class |  | Sub Catergory | Luminaires (Light Fittings Only)
IMME component class (3-hour emergency bulkhead) | 91.902 |  | Luminaires (Light Fittings Only) | QSOR-0002372
IMME component class (self-test emergency bulkhead) | 119.1987 |  | Luminaires (Light Fittings Only) | QSOR-0002373
Feature/decorative luminaire class |  | Sub Catergory | Luminaires (Light Fittings Only)
IMME component class (standard feature/decorative luminaire) | 228.3831 |  | Luminaires (Light Fittings Only) | QSOR-0002374
IMME component class (premium feature/decorative luminaire) | 455.8536 |  | Luminaires (Light Fittings Only) | QSOR-0002375
IMME HighVolt intake cable system |  | CATERGORY | Electrical Incoming External Services / Mains & Metering
Cable route (cable) |  | Sub Catergory | Electrical Incoming External Services / Mains & Metering
IMME size/duty mark — 95mm | 62.8998 |  | Electrical Incoming External Services / Mains & Metering | QSOR-0002376
IMME size/duty mark — 120mm | 76.2857 |  | Electrical Incoming External Services / Mains & Metering | QSOR-0002377
IMME size/duty mark — 150mm | 87.1123 |  | Electrical Incoming External Services / Mains & Metering | QSOR-0002378
IMME size/duty mark — 185mm | 101.6923 |  | Electrical Incoming External Services / Mains & Metering | QSOR-0002379
IMME size/duty mark — 240mm | 131.3165 |  | Electrical Incoming External Services / Mains & Metering | QSOR-0002380
IMME size/duty mark — 300mm | 159.6446 |  | Electrical Incoming External Services / Mains & Metering | QSOR-0002381
High-voltage end interface (HV cable termination) |  | Sub Catergory | Electrical Incoming External Services / Mains & Metering
IMME size/duty mark — 95 × 3 Core XLPE SWA LSF | 1137.2365 |  | Electrical Incoming External Services / Mains & Metering | QSOR-0002382
IMME size/duty mark — 120 × 3 Core XLPE SWA LSF | 1172.4789 |  | Electrical Incoming External Services / Mains & Metering | QSOR-0002383
IMME size/duty mark — 150 × 3 Core XLPE SWA LSF | 1279.4761 |  | Electrical Incoming External Services / Mains & Metering | QSOR-0002384
IMME size/duty mark — 185 × 3 Core XLPE SWA LSF | 1338.1248 |  | Electrical Incoming External Services / Mains & Metering | QSOR-0002385
IMME size/duty mark — 240 × 3 Core XLPE SWA LSF | 1415.7989 |  | Electrical Incoming External Services / Mains & Metering | QSOR-0002386
IMME size/duty mark — 300 × 3 Core XLPE SWA LSF | 1567.5597 |  | Electrical Incoming External Services / Mains & Metering | QSOR-0002387
IMME MeterCore incoming LV + metering system |  | CATERGORY | Electrical Incoming External Services / Mains & Metering
LV intake-panel current band |  | Sub Catergory | Electrical Incoming External Services / Mains & Metering
IMME duty band — LVI-100, nominal 100A LV intake-panel class | 1093.542 |  | Electrical Incoming External Services / Mains & Metering | QSOR-0002388
IMME duty band — LVI-250, nominal 250A LV intake-panel class | 2550.3802 |  | Electrical Incoming External Services / Mains & Metering | QSOR-0002389
IMME duty band — LVI-400, nominal 400A LV intake-panel class | 4371.4279 |  | Electrical Incoming External Services / Mains & Metering | QSOR-0002390
IMME duty band — LVI-630, nominal 630A LV intake-panel class | 6829.8422 |  | Electrical Incoming External Services / Mains & Metering | QSOR-0002391
Three-phase electricity meter class |  | Sub Catergory | Electrical Incoming External Services / Mains & Metering
IMME component class (100A direct-connected MID meter) | 164.7828 |  | Electrical Incoming External Services / Mains & Metering | QSOR-0002392
IMME component class (250A CT-operated MID metering set) | 592.6644 |  | Electrical Incoming External Services / Mains & Metering | QSOR-0002393
IMME component class (400A CT-operated MID metering set) | 683.703 |  | Electrical Incoming External Services / Mains & Metering | QSOR-0002394
IMME component class (630A CT-operated MID metering set) | 820.2609 |  | Electrical Incoming External Services / Mains & Metering | QSOR-0002395
Current-transformer set ratio band |  | Sub Catergory | Electrical Incoming External Services / Mains & Metering
IMME size/duty mark — CTS-100, nominal 100/5A CT set | 164.7963 |  | Electrical Incoming External Services / Mains & Metering | QSOR-0002396
IMME size/duty mark — CTS-250, nominal 250/5A CT set | 201.2148 |  | Electrical Incoming External Services / Mains & Metering | QSOR-0002397
IMME size/duty mark — CTS-400, nominal 400/5A CT set | 237.6333 |  | Electrical Incoming External Services / Mains & Metering | QSOR-0002398
IMME size/duty mark — CTS-800, nominal 800/5A CT set | 310.4701 |  | Electrical Incoming External Services / Mains & Metering | QSOR-0002399
Metering communication/interface class |  | Sub Catergory | Electrical Incoming External Services / Mains & Metering
IMME component class (RS485/Modbus metering gateway) | 456.1579 |  | Electrical Incoming External Services / Mains & Metering | QSOR-0002400
IMME component class (single-meter intake panel interface) | 1093.5004 |  | Electrical Incoming External Services / Mains & Metering | QSOR-0002401
IMME component class (multi-meter intake panel interface) | 2277.1364 |  | Electrical Incoming External Services / Mains & Metering | QSOR-0002402
IMME ChargeCore electric-vehicle charging system (project-specific budget) |  | CATERGORY | Electric Vehicle Suppliers & Chargers
AC EV charger duty band |  | Sub Catergory | Electric Vehicle Suppliers & Chargers
IMME component class (7.4 kW single-socket AC charger) | 820.253 |  | Electric Vehicle Suppliers & Chargers | QSOR-0002403
IMME component class (22 kW commercial AC charger) | 1184.4038 |  | Electric Vehicle Suppliers & Chargers | QSOR-0002404
IMME component class (dual-socket 22 kW commercial charger) | 2732.0452 |  | Electric Vehicle Suppliers & Chargers | QSOR-0002405
DC rapid-charger duty band |  | Sub Catergory | Electric Vehicle Suppliers & Chargers
IMME duty band — EVD-050, nominal 50 kW DC rapid charger | 22764.1782 |  | Electric Vehicle Suppliers & Chargers | QSOR-0002406
IMME duty band — EVD-100, nominal 100 kW DC rapid charger | 40974.7899 |  | Electric Vehicle Suppliers & Chargers | QSOR-0002407
IMME duty band — EVD-150, nominal 150 kW DC rapid charger | 59185.4017 |  | Electric Vehicle Suppliers & Chargers | QSOR-0002408
EV distribution/protection equipment |  | Sub Catergory | Electric Vehicle Suppliers & Chargers
IMME component class (single-charger distribution/protection set) | 1366.5519 |  | Electric Vehicle Suppliers & Chargers | QSOR-0002409
IMME component class (small multi-charger distribution panel) | 3642.6161 |  | Electric Vehicle Suppliers & Chargers | QSOR-0002410
IMME component class (large multi-charger distribution panel) | 7284.3186 |  | Electric Vehicle Suppliers & Chargers | QSOR-0002411
Load-management controller class |  | Sub Catergory | Electric Vehicle Suppliers & Chargers
IMME component class (small EV load-management controller) | 1361.3846 |  | Electric Vehicle Suppliers & Chargers | QSOR-0002412
IMME component class (networked EV load-management controller) | 2721.8591 |  | Electric Vehicle Suppliers & Chargers | QSOR-0002413
EV pedestal/mounting equipment |  | Sub Catergory | Electric Vehicle Suppliers & Chargers
IMME component class (single-charger pedestal) | 547.1532 |  | Electric Vehicle Suppliers & Chargers | QSOR-0002414
IMME component class (dual-charger pedestal) | 911.3131 |  | Electric Vehicle Suppliers & Chargers | QSOR-0002415
EV charging commissioning/interface |  | Sub Catergory | Electric Vehicle Suppliers & Chargers
IMME component class (single/small EV system commissioning) | 454.3999 |  | Electric Vehicle Suppliers & Chargers | QSOR-0002416
IMME component class (networked EV system commissioning) | 1361.3802 |  | Electric Vehicle Suppliers & Chargers | QSOR-0002417
IMME PowerCore XLPE armoured cable system |  | CATERGORY | Internal Submains Cabling
Single-core armoured route (SWA cable) |  | Sub Catergory | Internal Submains Cabling
IMME size/duty mark — 25mm | 8.3681 |  | Internal Submains Cabling | QSOR-0002418
IMME size/duty mark — 35mm | 8.8708 |  | Internal Submains Cabling | QSOR-0002419
IMME size/duty mark — 50mm | 10.0454 |  | Internal Submains Cabling | QSOR-0002420
IMME size/duty mark — 70mm | 18.4989 |  | Internal Submains Cabling | QSOR-0002421
IMME size/duty mark — 95mm | 22.5643 |  | Internal Submains Cabling | QSOR-0002422
IMME size/duty mark — 120mm | 26.4869 |  | Internal Submains Cabling | QSOR-0002423
IMME size/duty mark — 150mm | 31.1453 |  | Internal Submains Cabling | QSOR-0002424
IMME size/duty mark — 185mm | 36.1729 |  | Internal Submains Cabling | QSOR-0002425
IMME size/duty mark — 240mm | 44.9692 |  | Internal Submains Cabling | QSOR-0002426
IMME size/duty mark — 300mm | 53.7484 |  | Internal Submains Cabling | QSOR-0002427
IMME size/duty mark — 400mm | 68.0624 |  | Internal Submains Cabling | QSOR-0002428
IMME size/duty mark — 500mm | 84.4368 |  | Internal Submains Cabling | QSOR-0002429
IMME size/duty mark — 630mm | 105.628 |  | Internal Submains Cabling | QSOR-0002430
Two-core armoured route (SWA cable) |  | Sub Catergory | Internal Submains Cabling
IMME size/duty mark — 1.5mm | 5.0572 |  | Internal Submains Cabling | QSOR-0002431
IMME size/duty mark — 2.5mm | 5.4354 |  | Internal Submains Cabling | QSOR-0002432
IMME size/duty mark — 4mm | 6.0384 |  | Internal Submains Cabling | QSOR-0002433
IMME size/duty mark — 6mm | 7.4121 |  | Internal Submains Cabling | QSOR-0002434
IMME size/duty mark — 10mm | 9.3865 |  | Internal Submains Cabling | QSOR-0002435
IMME size/duty mark — 16mm | 11.3209 |  | Internal Submains Cabling | QSOR-0002436
IMME size/duty mark — 25mm | 15.0055 |  | Internal Submains Cabling | QSOR-0002437
IMME size/duty mark — 35mm | 18.0559 |  | Internal Submains Cabling | QSOR-0002438
IMME size/duty mark — 50mm | 21.7651 |  | Internal Submains Cabling | QSOR-0002439
IMME size/duty mark — 70mm | 26.8236 |  | Internal Submains Cabling | QSOR-0002440
IMME size/duty mark — 95mm | 35.0725 |  | Internal Submains Cabling | QSOR-0002441
IMME size/duty mark — 120mm | 42.2525 |  | Internal Submains Cabling | QSOR-0002442
IMME size/duty mark — 150mm | 50.2766 |  | Internal Submains Cabling | QSOR-0002443
IMME size/duty mark — 185mm | 62.2884 |  | Internal Submains Cabling | QSOR-0002444
IMME size/duty mark — 240mm | 76.7245 |  | Internal Submains Cabling | QSOR-0002445
IMME size/duty mark — 300mm | 97.4666 |  | Internal Submains Cabling | QSOR-0002446
Three-core armoured route (SWA cable) |  | Sub Catergory | Internal Submains Cabling
IMME size/duty mark — 1.5mm | 5.6452 |  | Internal Submains Cabling | QSOR-0002447
IMME size/duty mark — 2.5mm | 5.608 |  | Internal Submains Cabling | QSOR-0002448
IMME size/duty mark — 4mm | 7.9869 |  | Internal Submains Cabling | QSOR-0002449
IMME size/duty mark — 6mm | 9.4533 |  | Internal Submains Cabling | QSOR-0002450
IMME size/duty mark — 10mm | 10.922 |  | Internal Submains Cabling | QSOR-0002451
IMME size/duty mark — 16mm | 13.4343 |  | Internal Submains Cabling | QSOR-0002452
IMME size/duty mark — 25mm | 18.788 |  | Internal Submains Cabling | QSOR-0002453
IMME size/duty mark — 35mm | 22.3658 |  | Internal Submains Cabling | QSOR-0002454
IMME size/duty mark — 50mm | 28.5035 |  | Internal Submains Cabling | QSOR-0002455
IMME size/duty mark — 70mm | 37.2562 |  | Internal Submains Cabling | QSOR-0002456
IMME size/duty mark — 95mm | 47.839 |  | Internal Submains Cabling | QSOR-0002457
IMME size/duty mark — 120mm | 56.896 |  | Internal Submains Cabling | QSOR-0002458
IMME size/duty mark — 150mm | 73.5273 |  | Internal Submains Cabling | QSOR-0002459
IMME size/duty mark — 185mm | 85.0148 |  | Internal Submains Cabling | QSOR-0002460
IMME size/duty mark — 240mm | 107.4184 |  | Internal Submains Cabling | QSOR-0002461
IMME size/duty mark — 300mm | 131.9541 |  | Internal Submains Cabling | QSOR-0002462
Four-core armoured route (SWA cable) |  | Sub Catergory | Internal Submains Cabling
IMME size/duty mark — 1.5mm | 6.0206 |  | Internal Submains Cabling | QSOR-0002463
IMME size/duty mark — 2.5mm | 7.0352 |  | Internal Submains Cabling | QSOR-0002464
IMME size/duty mark — 4mm | 8.0994 |  | Internal Submains Cabling | QSOR-0002465
IMME size/duty mark — 6mm | 9.9564 |  | Internal Submains Cabling | QSOR-0002466
IMME size/duty mark — 10mm | 12.4588 |  | Internal Submains Cabling | QSOR-0002467
IMME size/duty mark — 16mm | 16.1086 |  | Internal Submains Cabling | QSOR-0002468
IMME size/duty mark — 25mm | 21.3603 |  | Internal Submains Cabling | QSOR-0002469
IMME size/duty mark — 35mm | 26.2115 |  | Internal Submains Cabling | QSOR-0002470
IMME size/duty mark — 50mm | 32.2341 |  | Internal Submains Cabling | QSOR-0002471
IMME size/duty mark — 70mm | 45.7456 |  | Internal Submains Cabling | QSOR-0002472
IMME size/duty mark — 95mm | 59.1833 |  | Internal Submains Cabling | QSOR-0002473
IMME size/duty mark — 120mm | 68.1135 |  | Internal Submains Cabling | QSOR-0002474
IMME size/duty mark — 150mm | 92.4369 |  | Internal Submains Cabling | QSOR-0002475
IMME size/duty mark — 185mm | 108.1388 |  | Internal Submains Cabling | QSOR-0002476
IMME size/duty mark — 240mm | 127.6701 |  | Internal Submains Cabling | QSOR-0002477
IMME size/duty mark — 300mm | 165.4003 |  | Internal Submains Cabling | QSOR-0002478
IMME PowerCore PVC-sheathed XLPE cable system |  | CATERGORY | Internal Submains Cabling
Single-core conductor route (cable) |  | Sub Catergory | Internal Submains Cabling
IMME size/duty mark — 25mm | 18.7332 |  | Internal Submains Cabling | QSOR-0002479
IMME size/duty mark — 35mm | 21.3722 |  | Internal Submains Cabling | QSOR-0002480
IMME size/duty mark — 50mm | 22.9465 |  | Internal Submains Cabling | QSOR-0002481
IMME size/duty mark — 70mm | 30.0177 |  | Internal Submains Cabling | QSOR-0002482
IMME size/duty mark — 95mm | 36.8558 |  | Internal Submains Cabling | QSOR-0002483
IMME size/duty mark — 120mm | 41.7079 |  | Internal Submains Cabling | QSOR-0002484
IMME size/duty mark — 150mm | 47.3435 |  | Internal Submains Cabling | QSOR-0002485
IMME size/duty mark — 185mm | 54.523 |  | Internal Submains Cabling | QSOR-0002486
IMME size/duty mark — 240mm | 65.9624 |  | Internal Submains Cabling | QSOR-0002487
IMME size/duty mark — 300mm | 76.2132 |  | Internal Submains Cabling | QSOR-0002488
IMME size/duty mark — 400mm | 92.7741 |  | Internal Submains Cabling | QSOR-0002489
IMME size/duty mark — 500mm | 109.2476 |  | Internal Submains Cabling | QSOR-0002490
IMME size/duty mark — 630mm | 134.7265 |  | Internal Submains Cabling | QSOR-0002491
IMME size/duty mark — 800mm | 133.0985 |  | Internal Submains Cabling | QSOR-0002492
IMME size/duty mark — 1000mm | 163.7041 |  | Internal Submains Cabling | QSOR-0002493
Two-core conductor route (cable) |  | Sub Catergory | Internal Submains Cabling
IMME size/duty mark — 1.5mm | 11.2848 |  | Internal Submains Cabling | QSOR-0002494
IMME size/duty mark — 2.5mm | 11.5518 |  | Internal Submains Cabling | QSOR-0002495
IMME size/duty mark — 4.0mm | 12.5133 |  | Internal Submains Cabling | QSOR-0002496
IMME size/duty mark — 6.0mm | 13.6364 |  | Internal Submains Cabling | QSOR-0002497
IMME size/duty mark — 10.0mm | 15.9187 |  | Internal Submains Cabling | QSOR-0002498
IMME size/duty mark — 16.0mm | 18.257 |  | Internal Submains Cabling | QSOR-0002499
IMME size/duty mark — 25mm | 24.5065 |  | Internal Submains Cabling | QSOR-0002500
IMME size/duty mark — 35mm | 27.6957 |  | Internal Submains Cabling | QSOR-0002501
IMME size/duty mark — 50mm | 31.0775 |  | Internal Submains Cabling | QSOR-0002502
IMME size/duty mark — 70mm | 35.9652 |  | Internal Submains Cabling | QSOR-0002503
IMME size/duty mark — 95mm | 44.0653 |  | Internal Submains Cabling | QSOR-0002504
IMME size/duty mark — 120mm | 52.7487 |  | Internal Submains Cabling | QSOR-0002505
IMME size/duty mark — 150mm | 61.6849 |  | Internal Submains Cabling | QSOR-0002506
IMME size/duty mark — 185mm | 77.0495 |  | Internal Submains Cabling | QSOR-0002507
IMME size/duty mark — 240mm | 94.3776 |  | Internal Submains Cabling | QSOR-0002508
IMME size/duty mark — 300mm | 116.1165 |  | Internal Submains Cabling | QSOR-0002509
Three-core conductor route (cable) |  | Sub Catergory | Internal Submains Cabling
IMME size/duty mark — 1.5mm | 11.4431 |  | Internal Submains Cabling | QSOR-0002510
IMME size/duty mark — 2.5mm | 12.3318 |  | Internal Submains Cabling | QSOR-0002511
IMME size/duty mark — 4.0mm | 13.4305 |  | Internal Submains Cabling | QSOR-0002512
IMME size/duty mark — 6.0mm | 14.3014 |  | Internal Submains Cabling | QSOR-0002513
IMME size/duty mark — 10.0mm | 17.7643 |  | Internal Submains Cabling | QSOR-0002514
IMME size/duty mark — 16.0mm | 20.7371 |  | Internal Submains Cabling | QSOR-0002515
IMME size/duty mark — 25mm | 28.5964 |  | Internal Submains Cabling | QSOR-0002516
IMME size/duty mark — 35mm | 33.1845 |  | Internal Submains Cabling | QSOR-0002517
IMME size/duty mark — 50mm | 39.0721 |  | Internal Submains Cabling | QSOR-0002518
IMME size/duty mark — 70mm | 46.2221 |  | Internal Submains Cabling | QSOR-0002519
IMME size/duty mark — 95mm | 57.602 |  | Internal Submains Cabling | QSOR-0002520
IMME size/duty mark — 120mm | 70.6386 |  | Internal Submains Cabling | QSOR-0002521
IMME size/duty mark — 150mm | 86.2929 |  | Internal Submains Cabling | QSOR-0002522
IMME size/duty mark — 185mm | 100.8619 |  | Internal Submains Cabling | QSOR-0002523
IMME size/duty mark — 240mm | 125.5158 |  | Internal Submains Cabling | QSOR-0002524
IMME size/duty mark — 300mm | 153.215 |  | Internal Submains Cabling | QSOR-0002525
IMME size/duty mark — 400mm | 154.4394 |  | Internal Submains Cabling | QSOR-0002526
Four-core conductor route (cable) |  | Sub Catergory | Internal Submains Cabling
IMME size/duty mark — 1.5mm | 12.1258 |  | Internal Submains Cabling | QSOR-0002527
IMME size/duty mark — 2.5mm | 13.1846 |  | Internal Submains Cabling | QSOR-0002528
IMME size/duty mark — 4.0mm | 14.1234 |  | Internal Submains Cabling | QSOR-0002529
IMME size/duty mark — 6.0mm | 16.2163 |  | Internal Submains Cabling | QSOR-0002530
IMME size/duty mark — 10.0mm | 19.9937 |  | Internal Submains Cabling | QSOR-0002531
IMME size/duty mark — 16.0mm | 23.3645 |  | Internal Submains Cabling | QSOR-0002532
IMME size/duty mark — 25mm | 32.5415 |  | Internal Submains Cabling | QSOR-0002533
IMME size/duty mark — 35mm | 37.6179 |  | Internal Submains Cabling | QSOR-0002534
IMME size/duty mark — 50mm | 44.3006 |  | Internal Submains Cabling | QSOR-0002535
IMME size/duty mark — 70mm | 56.2423 |  | Internal Submains Cabling | QSOR-0002536
IMME size/duty mark — 95mm | 71.3098 |  | Internal Submains Cabling | QSOR-0002537
IMME size/duty mark — 120mm | 85.7551 |  | Internal Submains Cabling | QSOR-0002538
IMME size/duty mark — 150mm | 103.1445 |  | Internal Submains Cabling | QSOR-0002539
IMME size/duty mark — 185mm | 125.056 |  | Internal Submains Cabling | QSOR-0002540
IMME size/duty mark — 240mm | 156.1903 |  | Internal Submains Cabling | QSOR-0002541
IMME size/duty mark — 300mm | 190.8897 |  | Internal Submains Cabling | QSOR-0002542
IMME PowerCore LSOH steel-wire cable system |  | CATERGORY | Internal Submains Cabling
Single-core conductor route (cable) |  | Sub Catergory | Internal Submains Cabling
IMME size/duty mark — 50mm | 16.9565 |  | Internal Submains Cabling | QSOR-0002543
IMME size/duty mark — 70mm | 20.4917 |  | Internal Submains Cabling | QSOR-0002544
IMME size/duty mark — 95mm | 24.5441 |  | Internal Submains Cabling | QSOR-0002545
IMME size/duty mark — 120mm | 28.3238 |  | Internal Submains Cabling | QSOR-0002546
IMME size/duty mark — 150mm | 32.9887 |  | Internal Submains Cabling | QSOR-0002547
IMME size/duty mark — 185mm | 38.0815 |  | Internal Submains Cabling | QSOR-0002548
IMME size/duty mark — 240mm | 47.5039 |  | Internal Submains Cabling | QSOR-0002549
IMME size/duty mark — 300mm | 55.2793 |  | Internal Submains Cabling | QSOR-0002550
IMME size/duty mark — 400mm | 68.3206 |  | Internal Submains Cabling | QSOR-0002551
IMME size/duty mark — 500mm | 84.1773 |  | Internal Submains Cabling | QSOR-0002552
IMME size/duty mark — 630mm | 105.4733 |  | Internal Submains Cabling | QSOR-0002553
IMME size/duty mark — 800mm | 129.9749 |  | Internal Submains Cabling | QSOR-0002554
IMME size/duty mark — 1000mm | 155.6222 |  | Internal Submains Cabling | QSOR-0002555
Two-core conductor route (cable) |  | Sub Catergory | Internal Submains Cabling
IMME size/duty mark — 1.5mm | 6.5683 |  | Internal Submains Cabling | QSOR-0002556
IMME size/duty mark — 2.5mm | 6.8603 |  | Internal Submains Cabling | QSOR-0002557
IMME size/duty mark — 4mm | 8.0203 |  | Internal Submains Cabling | QSOR-0002558
IMME size/duty mark — 6mm | 8.869 |  | Internal Submains Cabling | QSOR-0002559
IMME size/duty mark — 10mm | 11.3019 |  | Internal Submains Cabling | QSOR-0002560
IMME size/duty mark — 16mm | 12.6546 |  | Internal Submains Cabling | QSOR-0002561
IMME size/duty mark — 25mm | 16.7267 |  | Internal Submains Cabling | QSOR-0002562
IMME size/duty mark — 35mm | 20.2383 |  | Internal Submains Cabling | QSOR-0002563
IMME size/duty mark — 50mm | 23.1828 |  | Internal Submains Cabling | QSOR-0002564
IMME size/duty mark — 70mm | 28.8312 |  | Internal Submains Cabling | QSOR-0002565
IMME size/duty mark — 95mm | 36.2151 |  | Internal Submains Cabling | QSOR-0002566
IMME size/duty mark — 120mm | 43.6017 |  | Internal Submains Cabling | QSOR-0002567
IMME size/duty mark — 150mm | 51.0235 |  | Internal Submains Cabling | QSOR-0002568
IMME size/duty mark — 185mm | 63.1674 |  | Internal Submains Cabling | QSOR-0002569
IMME size/duty mark — 240mm | 73.8279 |  | Internal Submains Cabling | QSOR-0002570
IMME size/duty mark — 300mm | 80.5423 |  | Internal Submains Cabling | QSOR-0002571
IMME size/duty mark — 400mm | 109.8086 |  | Internal Submains Cabling | QSOR-0002572
Three-core conductor route (cable) |  | Sub Catergory | Internal Submains Cabling
IMME size/duty mark — 1.5mm | 6.999 |  | Internal Submains Cabling | QSOR-0002573
IMME size/duty mark — 2.5mm | 7.5541 |  | Internal Submains Cabling | QSOR-0002574
IMME size/duty mark — 4mm | 8.8505 |  | Internal Submains Cabling | QSOR-0002575
IMME size/duty mark — 6mm | 9.8691 |  | Internal Submains Cabling | QSOR-0002576
IMME size/duty mark — 10mm | 13.1059 |  | Internal Submains Cabling | QSOR-0002577
IMME size/duty mark — 16mm | 15.6112 |  | Internal Submains Cabling | QSOR-0002578
IMME size/duty mark — 25mm | 20.2557 |  | Internal Submains Cabling | QSOR-0002579
IMME size/duty mark — 35mm | 23.8247 |  | Internal Submains Cabling | QSOR-0002580
IMME size/duty mark — 50mm | 29.675 |  | Internal Submains Cabling | QSOR-0002581
IMME size/duty mark — 70mm | 37.7824 |  | Internal Submains Cabling | QSOR-0002582
IMME size/duty mark — 95mm | 48.5811 |  | Internal Submains Cabling | QSOR-0002583
IMME size/duty mark — 120mm | 57.7558 |  | Internal Submains Cabling | QSOR-0002584
IMME size/duty mark — 150mm | 71.3601 |  | Internal Submains Cabling | QSOR-0002585
IMME size/duty mark — 185mm | 84.2303 |  | Internal Submains Cabling | QSOR-0002586
IMME size/duty mark — 240mm | 105.5059 |  | Internal Submains Cabling | QSOR-0002587
IMME size/duty mark — 300mm | 129.2398 |  | Internal Submains Cabling | QSOR-0002588
IMME size/duty mark — 400mm | 161.6255 |  | Internal Submains Cabling | QSOR-0002589
Four-core conductor route (cable) |  | Sub Catergory | Internal Submains Cabling
IMME size/duty mark — 1.5mm | 7.5522 |  | Internal Submains Cabling | QSOR-0002590
IMME size/duty mark — 2.5mm | 8.5315 |  | Internal Submains Cabling | QSOR-0002591
IMME size/duty mark — 4mm | 8.6987 |  | Internal Submains Cabling | QSOR-0002592
IMME size/duty mark — 6mm | 11.0822 |  | Internal Submains Cabling | QSOR-0002593
IMME size/duty mark — 10mm | 13.1663 |  | Internal Submains Cabling | QSOR-0002594
IMME size/duty mark — 16mm | 16.1123 |  | Internal Submains Cabling | QSOR-0002595
IMME size/duty mark — 25mm | 23.2589 |  | Internal Submains Cabling | QSOR-0002596
IMME size/duty mark — 35mm | 30.1435 |  | Internal Submains Cabling | QSOR-0002597
IMME size/duty mark — 50mm | 37.3004 |  | Internal Submains Cabling | QSOR-0002598
IMME size/duty mark — 70mm | 48.448 |  | Internal Submains Cabling | QSOR-0002599
IMME size/duty mark — 95mm | 65.139 |  | Internal Submains Cabling | QSOR-0002600
IMME size/duty mark — 120mm | 73.6928 |  | Internal Submains Cabling | QSOR-0002601
IMME size/duty mark — 150mm | 88.6635 |  | Internal Submains Cabling | QSOR-0002602
IMME size/duty mark — 185mm | 106.9699 |  | Internal Submains Cabling | QSOR-0002603
IMME size/duty mark — 240mm | 134.7142 |  | Internal Submains Cabling | QSOR-0002604
IMME size/duty mark — 300mm | 167.2434 |  | Internal Submains Cabling | QSOR-0002605
IMME size/duty mark — 400mm | 203.5362 |  | Internal Submains Cabling | QSOR-0002606
IMME CableEnd termination + gland interface system |  | CATERGORY | Internal Submains Cabling
Single-core conductor route (cable) |  | Sub Catergory | Internal Submains Cabling
IMME size/duty mark — 1.5mm | 8.5396 |  | Internal Submains Cabling | QSOR-0002607
IMME size/duty mark — 2.5mm | 8.5532 |  | Internal Submains Cabling | QSOR-0002608
IMME size/duty mark — 4.0mm | 13.6694 |  | Internal Submains Cabling | QSOR-0002609
IMME size/duty mark — 6.0mm | 18.708 |  | Internal Submains Cabling | QSOR-0002610
IMME size/duty mark — 10.0mm | 26.3667 |  | Internal Submains Cabling | QSOR-0002611
IMME size/duty mark — 16.0mm | 41.8119 |  | Internal Submains Cabling | QSOR-0002612
IMME size/duty mark — 25mm | 77.1365 |  | Internal Submains Cabling | QSOR-0002613
IMME size/duty mark — 35mm | 77.131 |  | Internal Submains Cabling | QSOR-0002614
IMME size/duty mark — 50mm | 77.2053 |  | Internal Submains Cabling | QSOR-0002615
IMME size/duty mark — 70mm | 77.1252 |  | Internal Submains Cabling | QSOR-0002616
IMME size/duty mark — 95mm | 77.3808 |  | Internal Submains Cabling | QSOR-0002617
IMME size/duty mark — 120mm | 128.6462 |  | Internal Submains Cabling | QSOR-0002618
IMME size/duty mark — 150mm | 128.5958 |  | Internal Submains Cabling | QSOR-0002619
IMME size/duty mark — 185mm | 127.8469 |  | Internal Submains Cabling | QSOR-0002620
IMME size/duty mark — 240mm | 204.5891 |  | Internal Submains Cabling | QSOR-0002621
IMME size/duty mark — 300mm | 245.008 |  | Internal Submains Cabling | QSOR-0002622
IMME size/duty mark — 400mm | 293.9819 |  | Internal Submains Cabling | QSOR-0002623
IMME size/duty mark — 500mm | 353.6258 |  | Internal Submains Cabling | QSOR-0002624
IMME size/duty mark — 630mm | 420.5469 |  | Internal Submains Cabling | QSOR-0002625
IMME size/duty mark — 800mm | 506.2466 |  | Internal Submains Cabling | QSOR-0002626
IMME size/duty mark — 1000mm | 610.073 |  | Internal Submains Cabling | QSOR-0002627
Two-core conductor route (cable) |  | Sub Catergory | Internal Submains Cabling
IMME size/duty mark — 1.5mm | 10.0808 |  | Internal Submains Cabling | QSOR-0002628
IMME size/duty mark — 2.5mm | 10.0583 |  | Internal Submains Cabling | QSOR-0002629
IMME size/duty mark — 4.0mm | 16.162 |  | Internal Submains Cabling | QSOR-0002630
IMME size/duty mark — 6.0mm | 22.3567 |  | Internal Submains Cabling | QSOR-0002631
IMME size/duty mark — 10.0mm | 31.3141 |  | Internal Submains Cabling | QSOR-0002632
IMME size/duty mark — 16.0mm | 49.7967 |  | Internal Submains Cabling | QSOR-0002633
IMME size/duty mark — 25mm | 92.9271 |  | Internal Submains Cabling | QSOR-0002634
IMME size/duty mark — 35mm | 92.9394 |  | Internal Submains Cabling | QSOR-0002635
IMME size/duty mark — 50mm | 92.6759 |  | Internal Submains Cabling | QSOR-0002636
IMME size/duty mark — 70mm | 92.6692 |  | Internal Submains Cabling | QSOR-0002637
IMME size/duty mark — 95mm | 92.651 |  | Internal Submains Cabling | QSOR-0002638
IMME size/duty mark — 120mm | 153.7338 |  | Internal Submains Cabling | QSOR-0002639
IMME size/duty mark — 150mm | 153.8701 |  | Internal Submains Cabling | QSOR-0002640
IMME size/duty mark — 185mm | 153.9456 |  | Internal Submains Cabling | QSOR-0002641
IMME size/duty mark — 240mm | 246.2535 |  | Internal Submains Cabling | QSOR-0002642
IMME size/duty mark — 300mm | 295.2327 |  | Internal Submains Cabling | QSOR-0002643
IMME size/duty mark — 400mm | 352.6469 |  | Internal Submains Cabling | QSOR-0002644
IMME size/duty mark — 500mm | 424.138 |  | Internal Submains Cabling | QSOR-0002645
IMME size/duty mark — 630mm | 509.8927 |  | Internal Submains Cabling | QSOR-0002646
IMME size/duty mark — 800mm | 610.9916 |  | Internal Submains Cabling | QSOR-0002647
IMME size/duty mark — 1000mm | 728.7748 |  | Internal Submains Cabling | QSOR-0002648
Three-core conductor route (cable) |  | Sub Catergory | Internal Submains Cabling
IMME size/duty mark — 1.5mm | 11.8922 |  | Internal Submains Cabling | QSOR-0002649
IMME size/duty mark — 2.5mm | 11.9112 |  | Internal Submains Cabling | QSOR-0002650
IMME size/duty mark — 4.0mm | 19.316 |  | Internal Submains Cabling | QSOR-0002651
IMME size/duty mark — 6.0mm | 26.5416 |  | Internal Submains Cabling | QSOR-0002652
IMME size/duty mark — 10.0mm | 37.5511 |  | Internal Submains Cabling | QSOR-0002653
IMME size/duty mark — 16.0mm | 59.654 |  | Internal Submains Cabling | QSOR-0002654
IMME size/duty mark — 25mm | 111.1941 |  | Internal Submains Cabling | QSOR-0002655
IMME size/duty mark — 35mm | 111.0414 |  | Internal Submains Cabling | QSOR-0002656
IMME size/duty mark — 50mm | 111.2687 |  | Internal Submains Cabling | QSOR-0002657
IMME size/duty mark — 70mm | 111.085 |  | Internal Submains Cabling | QSOR-0002658
IMME size/duty mark — 95mm | 110.8201 |  | Internal Submains Cabling | QSOR-0002659
IMME size/duty mark — 120mm | 184.3095 |  | Internal Submains Cabling | QSOR-0002660
IMME size/duty mark — 150mm | 184.2032 |  | Internal Submains Cabling | QSOR-0002661
IMME size/duty mark — 185mm | 184.5779 |  | Internal Submains Cabling | QSOR-0002662
IMME size/duty mark — 240mm | 296.591 |  | Internal Submains Cabling | QSOR-0002663
IMME size/duty mark — 300mm | 353.1314 |  | Internal Submains Cabling | QSOR-0002664
IMME size/duty mark — 400mm | 423.5877 |  | Internal Submains Cabling | QSOR-0002665
IMME size/duty mark — 500mm | 506.9741 |  | Internal Submains Cabling | QSOR-0002666
IMME size/duty mark — 630mm | 610.8674 |  | Internal Submains Cabling | QSOR-0002667
IMME size/duty mark — 800mm | 732.5244 |  | Internal Submains Cabling | QSOR-0002668
IMME size/duty mark — 1000mm | 874.4071 |  | Internal Submains Cabling | QSOR-0002669
Four-core conductor route (cable) |  | Sub Catergory | Internal Submains Cabling
IMME size/duty mark — 1.5mm | 14.0719 |  | Internal Submains Cabling | QSOR-0002670
IMME size/duty mark — 2.5mm | 14.132 |  | Internal Submains Cabling | QSOR-0002671
IMME size/duty mark — 4.0mm | 22.9517 |  | Internal Submains Cabling | QSOR-0002672
IMME size/duty mark — 6.0mm | 31.7642 |  | Internal Submains Cabling | QSOR-0002673
IMME size/duty mark — 10.0mm | 45.0857 |  | Internal Submains Cabling | QSOR-0002674
IMME size/duty mark — 16.0mm | 71.5313 |  | Internal Submains Cabling | QSOR-0002675
IMME size/duty mark — 25mm | 132.9663 |  | Internal Submains Cabling | QSOR-0002676
IMME size/duty mark — 35mm | 133.2766 |  | Internal Submains Cabling | QSOR-0002677
IMME size/duty mark — 50mm | 132.9252 |  | Internal Submains Cabling | QSOR-0002678
IMME size/duty mark — 70mm | 132.9473 |  | Internal Submains Cabling | QSOR-0002679
IMME size/duty mark — 95mm | 133.0951 |  | Internal Submains Cabling | QSOR-0002680
IMME size/duty mark — 120mm | 221.6537 |  | Internal Submains Cabling | QSOR-0002681
IMME size/duty mark — 150mm | 221.105 |  | Internal Submains Cabling | QSOR-0002682
IMME size/duty mark — 185mm | 221.2837 |  | Internal Submains Cabling | QSOR-0002683
IMME size/duty mark — 240mm | 353.6064 |  | Internal Submains Cabling | QSOR-0002684
IMME size/duty mark — 300mm | 423.8436 |  | Internal Submains Cabling | QSOR-0002685
IMME size/duty mark — 400mm | 508.1887 |  | Internal Submains Cabling | QSOR-0002686
IMME size/duty mark — 500mm | 608.6994 |  | Internal Submains Cabling | QSOR-0002687
IMME size/duty mark — 630mm | 732.5383 |  | Internal Submains Cabling | QSOR-0002688
IMME size/duty mark — 800mm | 876.2081 |  | Internal Submains Cabling | QSOR-0002689
IMME size/duty mark — 1000mm | 1050.2941 |  | Internal Submains Cabling | QSOR-0002690
IMME BusCore main busbar distribution system |  | CATERGORY | Busbar / Dedicated Power Systems (Not Cables)
Busbar power route (busbar) |  | Sub Catergory | Busbar / Dedicated Power Systems (Not Cables)
IMME size/duty mark — 1000 amp TP&N | 792.4309 |  | Busbar / Dedicated Power Systems (Not Cables) | QSOR-0002691
IMME size/duty mark — 1350 amp TP&N | 955.3505 |  | Busbar / Dedicated Power Systems (Not Cables) | QSOR-0002692
IMME size/duty mark — 2000 amp TP&N | 1209.6465 |  | Busbar / Dedicated Power Systems (Not Cables) | QSOR-0002693
IMME size/duty mark — 2500 amp TP&N | 1764.2895 |  | Busbar / Dedicated Power Systems (Not Cables) | QSOR-0002694
Route-angle geometry (elbow) |  | Sub Catergory | Busbar / Dedicated Power Systems (Not Cables)
IMME size/duty mark — 1000 amp TP&N | 841.1442 |  | Busbar / Dedicated Power Systems (Not Cables) | QSOR-0002695
IMME size/duty mark — 1350 amp TP&N | 906.3322 |  | Busbar / Dedicated Power Systems (Not Cables) | QSOR-0002696
IMME size/duty mark — 2000 amp TP&N | 1263.7334 |  | Busbar / Dedicated Power Systems (Not Cables) | QSOR-0002697
IMME size/duty mark — 2500 amp TP&N | 1544.8842 |  | Busbar / Dedicated Power Systems (Not Cables) | QSOR-0002698
IMME component class (Busbar offset) |  | Sub Catergory | Busbar / Dedicated Power Systems (Not Cables)
IMME size/duty mark — 1000 amp TP&N | 1640.3581 |  | Busbar / Dedicated Power Systems (Not Cables) | QSOR-0002699
IMME size/duty mark — 1350 amp TP&N | 1992.4494 |  | Busbar / Dedicated Power Systems (Not Cables) | QSOR-0002700
IMME size/duty mark — 2000 amp TP&N | 3088.7587 |  | Busbar / Dedicated Power Systems (Not Cables) | QSOR-0002701
IMME size/duty mark — 2500 amp TP&N | 3497.7495 |  | Busbar / Dedicated Power Systems (Not Cables) | QSOR-0002702
IMME Branch node component (Busbar edge/tee unit) |  | Sub Catergory | Busbar / Dedicated Power Systems (Not Cables)
IMME size/duty mark — 1000 amp TP&N | 2370.482 |  | Busbar / Dedicated Power Systems (Not Cables) | QSOR-0002703
IMME size/duty mark — 1350 amp TP&N | 3006.9243 |  | Busbar / Dedicated Power Systems (Not Cables) | QSOR-0002704
IMME size/duty mark — 2000 amp TP&N | 4479.5986 |  | Busbar / Dedicated Power Systems (Not Cables) | QSOR-0002705
IMME size/duty mark — 2500 amp TP&N | 5090.9793 |  | Busbar / Dedicated Power Systems (Not Cables) | QSOR-0002706
TP+N take-off interface (tap-off) |  | Sub Catergory | Busbar / Dedicated Power Systems (Not Cables)
IMME size/duty mark — 18 amp | 1585.5374 |  | Busbar / Dedicated Power Systems (Not Cables) | QSOR-0002707
IMME size/duty mark — 32 amp | 1089.039 |  | Busbar / Dedicated Power Systems (Not Cables) | QSOR-0002708
IMME size/duty mark — 63 amp | 1107.0917 |  | Busbar / Dedicated Power Systems (Not Cables) | QSOR-0002709
IMME size/duty mark — 100 amp | 1354.8805 |  | Busbar / Dedicated Power Systems (Not Cables) | QSOR-0002710
IMME size/duty mark — 160 amp | 1538.9649 |  | Busbar / Dedicated Power Systems (Not Cables) | QSOR-0002711
IMME size/duty mark — 250 amp | 1992.3074 |  | Busbar / Dedicated Power Systems (Not Cables) | QSOR-0002712
IMME size/duty mark — 315 amp | 2345.6879 |  | Busbar / Dedicated Power Systems (Not Cables) | QSOR-0002713
IMME BusCore remote tap-off distribution system |  | CATERGORY | Busbar / Dedicated Power Systems (Not Cables)
Busbar power route (busbar) |  | Sub Catergory | Busbar / Dedicated Power Systems (Not Cables)
IMME size/duty mark — 200 amp TP&N | 377.6212 |  | Busbar / Dedicated Power Systems (Not Cables) | QSOR-0002714
IMME size/duty mark — 315 amp TP&N | 411.3751 |  | Busbar / Dedicated Power Systems (Not Cables) | QSOR-0002715
IMME size/duty mark — 400 amp TP&N | 463.9339 |  | Busbar / Dedicated Power Systems (Not Cables) | QSOR-0002716
IMME size/duty mark — 630 amp TP&N | 565.0005 |  | Busbar / Dedicated Power Systems (Not Cables) | QSOR-0002717
IMME size/duty mark — 800 amp TP&N | 815.3616 |  | Busbar / Dedicated Power Systems (Not Cables) | QSOR-0002718
IMME component class (Busbar end-feed unit) |  | Sub Catergory | Busbar / Dedicated Power Systems (Not Cables)
IMME size/duty mark — 200 amp TP&N | 685.5602 |  | Busbar / Dedicated Power Systems (Not Cables) | QSOR-0002719
IMME size/duty mark — 315 amp TP&N | 693.2271 |  | Busbar / Dedicated Power Systems (Not Cables) | QSOR-0002720
IMME size/duty mark — 400 amp TP&N | 761.7784 |  | Busbar / Dedicated Power Systems (Not Cables) | QSOR-0002721
IMME size/duty mark — 630 amp TP&N | 799.652 |  | Busbar / Dedicated Power Systems (Not Cables) | QSOR-0002722
IMME size/duty mark — 800 amp TP&N | 909.3979 |  | Busbar / Dedicated Power Systems (Not Cables) | QSOR-0002723
Terminal seal point (end cap) |  | Sub Catergory | Busbar / Dedicated Power Systems (Not Cables)
IMME size/duty mark — 200 amp TP&N | 57.6606 |  | Busbar / Dedicated Power Systems (Not Cables) | QSOR-0002724
IMME size/duty mark — 315 amp TP&N | 61.3834 |  | Busbar / Dedicated Power Systems (Not Cables) | QSOR-0002725
IMME size/duty mark — 400 amp TP&N | 66.9066 |  | Busbar / Dedicated Power Systems (Not Cables) | QSOR-0002726
IMME size/duty mark — 630 amp TP&N | 72.6426 |  | Busbar / Dedicated Power Systems (Not Cables) | QSOR-0002727
IMME size/duty mark — 800 amp TP&N | 177.0066 |  | Busbar / Dedicated Power Systems (Not Cables) | QSOR-0002728
Route-angle geometry (elbow) |  | Sub Catergory | Busbar / Dedicated Power Systems (Not Cables)
IMME size/duty mark — 200 amp TP&N | 246.7981 |  | Busbar / Dedicated Power Systems (Not Cables) | QSOR-0002729
IMME size/duty mark — 315 amp TP&N | 263.0644 |  | Busbar / Dedicated Power Systems (Not Cables) | QSOR-0002730
IMME size/duty mark — 400 amp TP&N | 343.8094 |  | Busbar / Dedicated Power Systems (Not Cables) | QSOR-0002731
IMME size/duty mark — 630 amp TP&N | 365.3257 |  | Busbar / Dedicated Power Systems (Not Cables) | QSOR-0002732
IMME size/duty mark — 800 amp TP&N | 482.101 |  | Busbar / Dedicated Power Systems (Not Cables) | QSOR-0002733
IMME Branch node component (Tee fitting) |  | Sub Catergory | Busbar / Dedicated Power Systems (Not Cables)
IMME size/duty mark — 200 amp TP&N | 341.1633 |  | Busbar / Dedicated Power Systems (Not Cables) | QSOR-0002734
IMME size/duty mark — 315 amp TP&N | 390.3488 |  | Busbar / Dedicated Power Systems (Not Cables) | QSOR-0002735
IMME size/duty mark — 400 amp TP&N | 555.0755 |  | Busbar / Dedicated Power Systems (Not Cables) | QSOR-0002736
IMME size/duty mark — 630 amp TP&N | 580.7551 |  | Busbar / Dedicated Power Systems (Not Cables) | QSOR-0002737
IMME size/duty mark — 800 amp TP&N | 847.9924 |  | Busbar / Dedicated Power Systems (Not Cables) | QSOR-0002738
IMME component class (TP+N tap-off unit) |  | Sub Catergory | Busbar / Dedicated Power Systems (Not Cables)
IMME size/duty mark — 32 amp | 477.8318 |  | Busbar / Dedicated Power Systems (Not Cables) | QSOR-0002739
IMME size/duty mark — 63 amp | 547.4341 |  | Busbar / Dedicated Power Systems (Not Cables) | QSOR-0002740
IMME size/duty mark — 100 amp | 701.6284 |  | Busbar / Dedicated Power Systems (Not Cables) | QSOR-0002741
IMME size/duty mark — 250 amp | 828.8449 |  | Busbar / Dedicated Power Systems (Not Cables) | QSOR-0002742
IMME size/duty mark — 400 amp | 994.5649 |  | Busbar / Dedicated Power Systems (Not Cables) | QSOR-0002743
IMME BusCore expansion + flexible-joint system |  | CATERGORY | Busbar / Dedicated Power Systems (Not Cables)
Busbar expansion-unit current band |  | Sub Catergory | Busbar / Dedicated Power Systems (Not Cables)
IMME size/duty mark — BEX-200, nominal 200A TP&N expansion unit | 346.6814 |  | Busbar / Dedicated Power Systems (Not Cables) | QSOR-0002744
IMME size/duty mark — BEX-315, nominal 315A TP&N expansion unit | 383.0781 |  | Busbar / Dedicated Power Systems (Not Cables) | QSOR-0002745
IMME size/duty mark — BEX-400, nominal 400A TP&N expansion unit | 474.0697 |  | Busbar / Dedicated Power Systems (Not Cables) | QSOR-0002746
IMME size/duty mark — BEX-630, nominal 630A TP&N expansion unit | 592.3589 |  | Busbar / Dedicated Power Systems (Not Cables) | QSOR-0002747
IMME size/duty mark — BEX-800, nominal 800A TP&N expansion unit | 774.3425 |  | Busbar / Dedicated Power Systems (Not Cables) | QSOR-0002748
IMME size/duty mark — BEX-1000, nominal 1,000A TP&N expansion unit | 910.8301 |  | Busbar / Dedicated Power Systems (Not Cables) | QSOR-0002749
IMME size/duty mark — BEX-1350, nominal 1,350A TP&N expansion unit | 1092.8136 |  | Busbar / Dedicated Power Systems (Not Cables) | QSOR-0002750
IMME size/duty mark — BEX-2000, nominal 2,000A TP&N expansion unit | 1456.7806 |  | Busbar / Dedicated Power Systems (Not Cables) | QSOR-0002751
IMME size/duty mark — BEX-2500, nominal 2,500A TP&N expansion unit | 1911.739 |  | Busbar / Dedicated Power Systems (Not Cables) | QSOR-0002752
Busbar flexible-connection unit current band |  | Sub Catergory | Busbar / Dedicated Power Systems (Not Cables)
IMME size/duty mark — BFC-400, nominal 400A flexible busbar connection | 683.3047 |  | Busbar / Dedicated Power Systems (Not Cables) | QSOR-0002753
IMME size/duty mark — BFC-630, nominal 630A flexible busbar connection | 819.7829 |  | Busbar / Dedicated Power Systems (Not Cables) | QSOR-0002754
IMME size/duty mark — BFC-800, nominal 800A flexible busbar connection | 1001.7541 |  | Busbar / Dedicated Power Systems (Not Cables) | QSOR-0002755
IMME size/duty mark — BFC-1000, nominal 1,000A flexible busbar connection | 1229.2182 |  | Busbar / Dedicated Power Systems (Not Cables) | QSOR-0002756
IMME size/duty mark — BFC-1600, nominal 1,600A flexible busbar connection | 1820.6244 |  | Busbar / Dedicated Power Systems (Not Cables) | QSOR-0002757
IMME size/duty mark — BFC-2500, nominal 2,500A flexible busbar connection | 2730.48 |  | Busbar / Dedicated Power Systems (Not Cables) | QSOR-0002758
IMME ElectroRoute containment + support pathway system |  | CATERGORY | General Electrical (Cables, Containment, Power, Data)
Light-duty support spine (cable ladder) |  | Sub Catergory | General Electrical (Cables, Containment, Power, Data)
IMME size/duty mark — 150mm wide | 55.6404 |  | General Electrical (Cables, Containment, Power, Data) | QSOR-0002759
IMME size/duty mark — 300mm wide | 67.6592 |  | General Electrical (Cables, Containment, Power, Data) | QSOR-0002760
IMME size/duty mark — 450mm wide | 77.3739 |  | General Electrical (Cables, Containment, Power, Data) | QSOR-0002761
IMME size/duty mark — 600mm wide | 97.9364 |  | General Electrical (Cables, Containment, Power, Data) | QSOR-0002762
IMME size/duty mark — 750mm wide | 111.0169 |  | General Electrical (Cables, Containment, Power, Data) | QSOR-0002763
IMME size/duty mark — 900mm wide | 118.0701 |  | General Electrical (Cables, Containment, Power, Data) | QSOR-0002764
Medium-duty support spine (cable ladder) |  | Sub Catergory | General Electrical (Cables, Containment, Power, Data)
IMME size/duty mark — 150mm wide | 58.1314 |  | General Electrical (Cables, Containment, Power, Data) | QSOR-0002765
IMME size/duty mark — 300mm wide | 70.2347 |  | General Electrical (Cables, Containment, Power, Data) | QSOR-0002766
IMME size/duty mark — 450mm wide | 81.462 |  | General Electrical (Cables, Containment, Power, Data) | QSOR-0002767
IMME size/duty mark — 600mm wide | 103.2447 |  | General Electrical (Cables, Containment, Power, Data) | QSOR-0002768
IMME size/duty mark — 750mm wide | 116.907 |  | General Electrical (Cables, Containment, Power, Data) | QSOR-0002769
IMME size/duty mark — 900mm wide | 124.5522 |  | General Electrical (Cables, Containment, Power, Data) | QSOR-0002770
Light-duty ladder route-change (cable ladder bend) |  | Sub Catergory | General Electrical (Cables, Containment, Power, Data)
IMME size/duty mark — 150mm wide | 183.5017 |  | General Electrical (Cables, Containment, Power, Data) | QSOR-0002771
IMME size/duty mark — 300mm wide | 192.7796 |  | General Electrical (Cables, Containment, Power, Data) | QSOR-0002772
IMME size/duty mark — 450mm wide | 203.3714 |  | General Electrical (Cables, Containment, Power, Data) | QSOR-0002773
IMME size/duty mark — 600mm wide | 223.9841 |  | General Electrical (Cables, Containment, Power, Data) | QSOR-0002774
IMME size/duty mark — 750mm wide | 253.9451 |  | General Electrical (Cables, Containment, Power, Data) | QSOR-0002775
IMME size/duty mark — 900mm wide | 278.7403 |  | General Electrical (Cables, Containment, Power, Data) | QSOR-0002776
IMME Cable route/component (Light-duty cable ladder tees) |  | Sub Catergory | General Electrical (Cables, Containment, Power, Data)
IMME size/duty mark — 150mm wide | 250.7631 |  | General Electrical (Cables, Containment, Power, Data) | QSOR-0002777
IMME size/duty mark — 300mm wide | 300.5208 |  | General Electrical (Cables, Containment, Power, Data) | QSOR-0002778
IMME size/duty mark — 450mm wide | 330.3544 |  | General Electrical (Cables, Containment, Power, Data) | QSOR-0002779
IMME size/duty mark — 600mm wide | 330.9948 |  | General Electrical (Cables, Containment, Power, Data) | QSOR-0002780
IMME size/duty mark — 750mm wide | 442.5075 |  | General Electrical (Cables, Containment, Power, Data) | QSOR-0002781
IMME size/duty mark — 900mm wide | 463.9003 |  | General Electrical (Cables, Containment, Power, Data) | QSOR-0002782
IMME Cable route/component (Heavy-duty galvanised cable ladder) |  | Sub Catergory | General Electrical (Cables, Containment, Power, Data)
IMME size/duty mark — 150mm wide | 87.0045 |  | General Electrical (Cables, Containment, Power, Data) | QSOR-0002783
IMME size/duty mark — 300mm wide | 97.2365 |  | General Electrical (Cables, Containment, Power, Data) | QSOR-0002784
IMME size/duty mark — 450mm wide | 108.5581 |  | General Electrical (Cables, Containment, Power, Data) | QSOR-0002785
IMME size/duty mark — 600mm wide | 120.4666 |  | General Electrical (Cables, Containment, Power, Data) | QSOR-0002786
IMME size/duty mark — 750mm wide | 152.1058 |  | General Electrical (Cables, Containment, Power, Data) | QSOR-0002787
IMME size/duty mark — 900mm wide | 145.3631 |  | General Electrical (Cables, Containment, Power, Data) | QSOR-0002788
IMME Cable route/component (Heavy-duty cable ladder bends) |  | Sub Catergory | General Electrical (Cables, Containment, Power, Data)
IMME size/duty mark — 150mm wide | 154.2933 |  | General Electrical (Cables, Containment, Power, Data) | QSOR-0002789
IMME size/duty mark — 300mm wide | 163.918 |  | General Electrical (Cables, Containment, Power, Data) | QSOR-0002790
IMME size/duty mark — 450mm wide | 185.8248 |  | General Electrical (Cables, Containment, Power, Data) | QSOR-0002791
IMME size/duty mark — 600mm wide | 216.0932 |  | General Electrical (Cables, Containment, Power, Data) | QSOR-0002792
IMME size/duty mark — 750mm wide | 263.6535 |  | General Electrical (Cables, Containment, Power, Data) | QSOR-0002793
IMME size/duty mark — 900mm wide | 272.3806 |  | General Electrical (Cables, Containment, Power, Data) | QSOR-0002794
Heavy-duty ladder branch node (cable ladder tee) |  | Sub Catergory | General Electrical (Cables, Containment, Power, Data)
IMME size/duty mark — 150mm wide | 268.1216 |  | General Electrical (Cables, Containment, Power, Data) | QSOR-0002795
IMME size/duty mark — 300mm wide | 321.2984 |  | General Electrical (Cables, Containment, Power, Data) | QSOR-0002796
IMME size/duty mark — 450mm wide | 349.4813 |  | General Electrical (Cables, Containment, Power, Data) | QSOR-0002797
IMME size/duty mark — 600mm wide | 355.5833 |  | General Electrical (Cables, Containment, Power, Data) | QSOR-0002798
IMME size/duty mark — 750mm wide | 475.3097 |  | General Electrical (Cables, Containment, Power, Data) | QSOR-0002799
IMME size/duty mark — 900mm wide | 494.6184 |  | General Electrical (Cables, Containment, Power, Data) | QSOR-0002800
IMME size/duty mark — Ladder Rack / 4Way Crossovers / Sets |  | Sub Catergory | General Electrical (Cables, Containment, Power, Data)
IMME size/duty mark — 150mm wide | 434.4829 |  | General Electrical (Cables, Containment, Power, Data) | QSOR-0002801
IMME size/duty mark — 300mm wide | 455.239 |  | General Electrical (Cables, Containment, Power, Data) | QSOR-0002802
IMME size/duty mark — 450mm wide | 532.274 |  | General Electrical (Cables, Containment, Power, Data) | QSOR-0002803
IMME size/duty mark — 600mm wide | 569.8482 |  | General Electrical (Cables, Containment, Power, Data) | QSOR-0002804
IMME size/duty mark — 750mm wide | 617.6767 |  | General Electrical (Cables, Containment, Power, Data) | QSOR-0002805
IMME size/duty mark — 900mm wide | 679.4665 |  | General Electrical (Cables, Containment, Power, Data) | QSOR-0002806
Light-duty tray route (cable tray) |  | Sub Catergory | General Electrical (Cables, Containment, Power, Data)
IMME size/duty mark — 50mm wide | 15.1927 |  | General Electrical (Cables, Containment, Power, Data) | QSOR-0002807
IMME size/duty mark — 75mm wide | 18.6357 |  | General Electrical (Cables, Containment, Power, Data) | QSOR-0002808
IMME size/duty mark — 100mm wide | 23.8068 |  | General Electrical (Cables, Containment, Power, Data) | QSOR-0002809
IMME size/duty mark — 150mm wide | 27.7585 |  | General Electrical (Cables, Containment, Power, Data) | QSOR-0002810
IMME size/duty mark — 225mm wide | 42.4002 |  | General Electrical (Cables, Containment, Power, Data) | QSOR-0002811
IMME size/duty mark — 300mm wide | 56.9137 |  | General Electrical (Cables, Containment, Power, Data) | QSOR-0002812
IMME size/duty mark — 450mm wide | 66.9402 |  | General Electrical (Cables, Containment, Power, Data) | QSOR-0002813
IMME size/duty mark — 600mm wide | 83.6884 |  | General Electrical (Cables, Containment, Power, Data) | QSOR-0002814
IMME size/duty mark — 750mm wide | 108.4079 |  | General Electrical (Cables, Containment, Power, Data) | QSOR-0002815
IMME size/duty mark — 900mm wide | 133.0753 |  | General Electrical (Cables, Containment, Power, Data) | QSOR-0002816
Light-duty tray width transition (cable tray reducer) |  | Sub Catergory | General Electrical (Cables, Containment, Power, Data)
IMME size/duty mark — 75mm wide | 36.7306 |  | General Electrical (Cables, Containment, Power, Data) | QSOR-0002817
IMME size/duty mark — 100mm wide | 38.4718 |  | General Electrical (Cables, Containment, Power, Data) | QSOR-0002818
IMME size/duty mark — 150mm wide | 47.3842 |  | General Electrical (Cables, Containment, Power, Data) | QSOR-0002819
IMME size/duty mark — 225mm wide | 61.4349 |  | General Electrical (Cables, Containment, Power, Data) | QSOR-0002820
IMME size/duty mark — 300mm wide | 76.2344 |  | General Electrical (Cables, Containment, Power, Data) | QSOR-0002821
IMME size/duty mark — 450mm wide | 84.4858 |  | General Electrical (Cables, Containment, Power, Data) | QSOR-0002822
IMME size/duty mark — 600mm wide | 98.4485 |  | General Electrical (Cables, Containment, Power, Data) | QSOR-0002823
IMME size/duty mark — 750mm wide | 124.2574 |  | General Electrical (Cables, Containment, Power, Data) | QSOR-0002824
IMME size/duty mark — 900mm wide | 145.0664 |  | General Electrical (Cables, Containment, Power, Data) | QSOR-0002825
Light-duty tray route-change (cable tray bend) |  | Sub Catergory | General Electrical (Cables, Containment, Power, Data)
IMME size/duty mark — 50mm wide | 23.1618 |  | General Electrical (Cables, Containment, Power, Data) | QSOR-0002826
IMME size/duty mark — 75mm wide | 27.3185 |  | General Electrical (Cables, Containment, Power, Data) | QSOR-0002827
IMME size/duty mark — 100mm wide | 31.1084 |  | General Electrical (Cables, Containment, Power, Data) | QSOR-0002828
IMME size/duty mark — 150mm wide | 31.6793 |  | General Electrical (Cables, Containment, Power, Data) | QSOR-0002829
IMME size/duty mark — 225mm wide | 39.1235 |  | General Electrical (Cables, Containment, Power, Data) | QSOR-0002830
IMME size/duty mark — 300mm wide | 52.0138 |  | General Electrical (Cables, Containment, Power, Data) | QSOR-0002831
IMME size/duty mark — 450mm wide | 62.4762 |  | General Electrical (Cables, Containment, Power, Data) | QSOR-0002832
IMME size/duty mark — 600mm wide | 91.3709 |  | General Electrical (Cables, Containment, Power, Data) | QSOR-0002833
IMME size/duty mark — 750mm wide | 122.0217 |  | General Electrical (Cables, Containment, Power, Data) | QSOR-0002834
IMME size/duty mark — 900mm wide | 168.9407 |  | General Electrical (Cables, Containment, Power, Data) | QSOR-0002835
Light-duty tray branch node (cable tray tee) |  | Sub Catergory | General Electrical (Cables, Containment, Power, Data)
IMME size/duty mark — 50mm wide | 33.0405 |  | General Electrical (Cables, Containment, Power, Data) | QSOR-0002836
IMME size/duty mark — 75mm wide | 36.7029 |  | General Electrical (Cables, Containment, Power, Data) | QSOR-0002837
IMME size/duty mark — 100mm wide | 36.6752 |  | General Electrical (Cables, Containment, Power, Data) | QSOR-0002838
IMME size/duty mark — 150mm wide | 41.0783 |  | General Electrical (Cables, Containment, Power, Data) | QSOR-0002839
IMME size/duty mark — 225mm wide | 54.4937 |  | General Electrical (Cables, Containment, Power, Data) | QSOR-0002840
IMME size/duty mark — 300mm wide | 66.0156 |  | General Electrical (Cables, Containment, Power, Data) | QSOR-0002841
IMME size/duty mark — 450mm wide | 76.5069 |  | General Electrical (Cables, Containment, Power, Data) | QSOR-0002842
IMME size/duty mark — 600mm wide | 111.963 |  | General Electrical (Cables, Containment, Power, Data) | QSOR-0002843
IMME size/duty mark — 750mm wide | 176.495 |  | General Electrical (Cables, Containment, Power, Data) | QSOR-0002844
IMME size/duty mark — 900mm wide | 235.5181 |  | General Electrical (Cables, Containment, Power, Data) | QSOR-0002845
IMME size/duty mark — Cable Trays / 4 Way Crossovers |  | Sub Catergory | General Electrical (Cables, Containment, Power, Data)
IMME size/duty mark — 50mm wide | 51.9621 |  | General Electrical (Cables, Containment, Power, Data) | QSOR-0002846
IMME size/duty mark — 75mm wide | 53.6065 |  | General Electrical (Cables, Containment, Power, Data) | QSOR-0002847
IMME size/duty mark — 100mm wide | 55.2791 |  | General Electrical (Cables, Containment, Power, Data) | QSOR-0002848
IMME size/duty mark — 150mm wide | 63.8352 |  | General Electrical (Cables, Containment, Power, Data) | QSOR-0002849
IMME size/duty mark — 225mm wide | 83.3011 |  | General Electrical (Cables, Containment, Power, Data) | QSOR-0002850
IMME size/duty mark — 300mm wide | 110.7331 |  | General Electrical (Cables, Containment, Power, Data) | QSOR-0002851
IMME size/duty mark — 450mm wide | 121.1102 |  | General Electrical (Cables, Containment, Power, Data) | QSOR-0002852
IMME size/duty mark — 600mm wide | 137.5487 |  | General Electrical (Cables, Containment, Power, Data) | QSOR-0002853
IMME size/duty mark — 750mm wide | 170.0598 |  | General Electrical (Cables, Containment, Power, Data) | QSOR-0002854
IMME size/duty mark — 900mm wide | 231.39 |  | General Electrical (Cables, Containment, Power, Data) | QSOR-0002855
Medium-duty tray route (cable tray) |  | Sub Catergory | General Electrical (Cables, Containment, Power, Data)
IMME size/duty mark — 50mm wide | 23.7643 |  | General Electrical (Cables, Containment, Power, Data) | QSOR-0002856
IMME size/duty mark — 75mm wide | 29.1354 |  | General Electrical (Cables, Containment, Power, Data) | QSOR-0002857
IMME size/duty mark — 100mm wide | 25.2991 |  | General Electrical (Cables, Containment, Power, Data) | QSOR-0002858
IMME size/duty mark — 150mm wide | 28.911 |  | General Electrical (Cables, Containment, Power, Data) | QSOR-0002859
IMME size/duty mark — 225mm wide | 36.1774 |  | General Electrical (Cables, Containment, Power, Data) | QSOR-0002860
IMME size/duty mark — 300mm wide | 53.5896 |  | General Electrical (Cables, Containment, Power, Data) | QSOR-0002861
IMME size/duty mark — 450mm wide | 63.8807 |  | General Electrical (Cables, Containment, Power, Data) | QSOR-0002862
IMME size/duty mark — 600mm wide | 94.8842 |  | General Electrical (Cables, Containment, Power, Data) | QSOR-0002863
IMME Cable route/component (Medium-duty cable tray reducers) |  | Sub Catergory | General Electrical (Cables, Containment, Power, Data)
IMME size/duty mark — 100mm wide | 62.5687 |  | General Electrical (Cables, Containment, Power, Data) | QSOR-0002864
IMME size/duty mark — 150mm wide | 68.2097 |  | General Electrical (Cables, Containment, Power, Data) | QSOR-0002865
IMME size/duty mark — 225mm wide | 79.8942 |  | General Electrical (Cables, Containment, Power, Data) | QSOR-0002866
IMME size/duty mark — 300mm wide | 91.6963 |  | General Electrical (Cables, Containment, Power, Data) | QSOR-0002867
IMME size/duty mark — 450mm wide | 118.4723 |  | General Electrical (Cables, Containment, Power, Data) | QSOR-0002868
IMME size/duty mark — 600mm wide | 142.9657 |  | General Electrical (Cables, Containment, Power, Data) | QSOR-0002869
Medium-duty tray route-change (cable tray bend) |  | Sub Catergory | General Electrical (Cables, Containment, Power, Data)
IMME size/duty mark — 75mm wide | 80.7464 |  | General Electrical (Cables, Containment, Power, Data) | QSOR-0002870
IMME size/duty mark — 100mm wide | 71.4338 |  | General Electrical (Cables, Containment, Power, Data) | QSOR-0002871
IMME size/duty mark — 150mm wide | 77.2102 |  | General Electrical (Cables, Containment, Power, Data) | QSOR-0002872
IMME size/duty mark — 225mm wide | 89.9203 |  | General Electrical (Cables, Containment, Power, Data) | QSOR-0002873
IMME size/duty mark — 300mm wide | 111.4276 |  | General Electrical (Cables, Containment, Power, Data) | QSOR-0002874
IMME size/duty mark — 450mm wide | 143.5379 |  | General Electrical (Cables, Containment, Power, Data) | QSOR-0002875
IMME size/duty mark — 600mm wide | 188.1536 |  | General Electrical (Cables, Containment, Power, Data) | QSOR-0002876
Medium-duty tray branch node (cable tray tee) |  | Sub Catergory | General Electrical (Cables, Containment, Power, Data)
IMME size/duty mark — 75mm wide | 68.595 |  | General Electrical (Cables, Containment, Power, Data) | QSOR-0002877
IMME size/duty mark — 100mm wide | 75.6995 |  | General Electrical (Cables, Containment, Power, Data) | QSOR-0002878
IMME size/duty mark — 150mm wide | 75.8501 |  | General Electrical (Cables, Containment, Power, Data) | QSOR-0002879
IMME size/duty mark — 225mm wide | 84.8078 |  | General Electrical (Cables, Containment, Power, Data) | QSOR-0002880
IMME size/duty mark — 300mm wide | 112.7234 |  | General Electrical (Cables, Containment, Power, Data) | QSOR-0002881
IMME size/duty mark — 450mm wide | 136.4698 |  | General Electrical (Cables, Containment, Power, Data) | QSOR-0002882
IMME size/duty mark — 600mm wide | 158.7198 |  | General Electrical (Cables, Containment, Power, Data) | QSOR-0002883
IMME Cable route/component (GRP cable tray runs) |  | Sub Catergory | General Electrical (Cables, Containment, Power, Data)
IMME size/duty mark — 100mm wide | 85.0547 |  | General Electrical (Cables, Containment, Power, Data) | QSOR-0002884
IMME size/duty mark — 200mm wide | 105.9696 |  | General Electrical (Cables, Containment, Power, Data) | QSOR-0002885
IMME size/duty mark — 400mm wide | 163.1226 |  | General Electrical (Cables, Containment, Power, Data) | QSOR-0002886
IMME Cable route/component (GRP cable tray reducers) |  | Sub Catergory | General Electrical (Cables, Containment, Power, Data)
IMME size/duty mark — 200mm wide | 176.0967 |  | General Electrical (Cables, Containment, Power, Data) | QSOR-0002887
IMME size/duty mark — 400mm wide | 234.5958 |  | General Electrical (Cables, Containment, Power, Data) | QSOR-0002888
IMME Cable route/component (GRP cable tray bends) |  | Sub Catergory | General Electrical (Cables, Containment, Power, Data)
IMME size/duty mark — 100mm wide | 169.5586 |  | General Electrical (Cables, Containment, Power, Data) | QSOR-0002889
IMME size/duty mark — 200mm wide | 197.2209 |  | General Electrical (Cables, Containment, Power, Data) | QSOR-0002890
IMME size/duty mark — 400mm wide | 246.9975 |  | General Electrical (Cables, Containment, Power, Data) | QSOR-0002891
IMME Cable route/component (GRP cable tray bend covers) |  | Sub Catergory | General Electrical (Cables, Containment, Power, Data)
IMME size/duty mark — 100mm wide | 81.8786 |  | General Electrical (Cables, Containment, Power, Data) | QSOR-0002892
IMME size/duty mark — 200mm wide | 108.0275 |  | General Electrical (Cables, Containment, Power, Data) | QSOR-0002893
IMME size/duty mark — 400mm wide | 149.2098 |  | General Electrical (Cables, Containment, Power, Data) | QSOR-0002894
IMME Cable route/component (GRP cable tray tees) |  | Sub Catergory | General Electrical (Cables, Containment, Power, Data)
IMME size/duty mark — 100mm wide | 215.06 |  | General Electrical (Cables, Containment, Power, Data) | QSOR-0002895
IMME size/duty mark — 200mm wide | 236.8504 |  | General Electrical (Cables, Containment, Power, Data) | QSOR-0002896
IMME size/duty mark — 400mm wide | 296.231 |  | General Electrical (Cables, Containment, Power, Data) | QSOR-0002897
IMME Cable route/component (GRP cable tray tee covers) |  | Sub Catergory | General Electrical (Cables, Containment, Power, Data)
IMME size/duty mark — 100mm wide | 111.8894 |  | General Electrical (Cables, Containment, Power, Data) | QSOR-0002898
IMME size/duty mark — 200mm wide | 133.9838 |  | General Electrical (Cables, Containment, Power, Data) | QSOR-0002899
IMME size/duty mark — 400mm wide | 185.5181 |  | General Electrical (Cables, Containment, Power, Data) | QSOR-0002900
IMME Cable tray pathway (Light-duty basket tray runs) |  | Sub Catergory | General Electrical (Cables, Containment, Power, Data)
IMME size/duty mark — 100mm wide | 17.8462 |  | General Electrical (Cables, Containment, Power, Data) | QSOR-0002901
IMME size/duty mark — 150mm wide | 19.8778 |  | General Electrical (Cables, Containment, Power, Data) | QSOR-0002902
IMME size/duty mark — 200mm wide | 22.0108 |  | General Electrical (Cables, Containment, Power, Data) | QSOR-0002903
IMME size/duty mark — 300mm wide | 26.3656 |  | General Electrical (Cables, Containment, Power, Data) | QSOR-0002904
IMME size/duty mark — 450mm wide | 33.7401 |  | General Electrical (Cables, Containment, Power, Data) | QSOR-0002905
IMME size/duty mark — 600mm wide | 48.4427 |  | General Electrical (Cables, Containment, Power, Data) | QSOR-0002906
Basket pathway width transition (basket tray reducer) |  | Sub Catergory | General Electrical (Cables, Containment, Power, Data)
IMME size/duty mark — 150mm wide | 33.3358 |  | General Electrical (Cables, Containment, Power, Data) | QSOR-0002907
IMME size/duty mark — 200mm wide | 38.6827 |  | General Electrical (Cables, Containment, Power, Data) | QSOR-0002908
IMME size/duty mark — 300mm wide | 43.0827 |  | General Electrical (Cables, Containment, Power, Data) | QSOR-0002909
IMME size/duty mark — 450mm wide | 50.4421 |  | General Electrical (Cables, Containment, Power, Data) | QSOR-0002910
IMME size/duty mark — 600mm wide | 58.0642 |  | General Electrical (Cables, Containment, Power, Data) | QSOR-0002911
Basket pathway route-change (basket tray bend) |  | Sub Catergory | General Electrical (Cables, Containment, Power, Data)
IMME size/duty mark — 100mm wide | 31.5776 |  | General Electrical (Cables, Containment, Power, Data) | QSOR-0002912
IMME size/duty mark — 150mm wide | 36.4488 |  | General Electrical (Cables, Containment, Power, Data) | QSOR-0002913
IMME size/duty mark — 200mm wide | 38.6628 |  | General Electrical (Cables, Containment, Power, Data) | QSOR-0002914
IMME size/duty mark — 300mm wide | 43.0449 |  | General Electrical (Cables, Containment, Power, Data) | QSOR-0002915
IMME size/duty mark — 450mm wide | 56.4242 |  | General Electrical (Cables, Containment, Power, Data) | QSOR-0002916
IMME size/duty mark — 600mm wide | 66.4078 |  | General Electrical (Cables, Containment, Power, Data) | QSOR-0002917
Basket pathway branch node (basket tray tee) |  | Sub Catergory | General Electrical (Cables, Containment, Power, Data)
IMME size/duty mark — 100mm wide | 39.6033 |  | General Electrical (Cables, Containment, Power, Data) | QSOR-0002918
IMME size/duty mark — 150mm wide | 42.1312 |  | General Electrical (Cables, Containment, Power, Data) | QSOR-0002919
IMME size/duty mark — 200mm wide | 44.5491 |  | General Electrical (Cables, Containment, Power, Data) | QSOR-0002920
IMME size/duty mark — 300mm wide | 53.6846 |  | General Electrical (Cables, Containment, Power, Data) | QSOR-0002921
IMME size/duty mark — 450mm wide | 71.867 |  | General Electrical (Cables, Containment, Power, Data) | QSOR-0002922
IMME size/duty mark — 600mm wide | 78.1549 |  | General Electrical (Cables, Containment, Power, Data) | QSOR-0002923
Basket pathway crossover node (basket tray crossover) |  | Sub Catergory | General Electrical (Cables, Containment, Power, Data)
IMME size/duty mark — 100mm wide | 53.7259 |  | General Electrical (Cables, Containment, Power, Data) | QSOR-0002924
IMME size/duty mark — 150mm wide | 55.8197 |  | General Electrical (Cables, Containment, Power, Data) | QSOR-0002925
IMME size/duty mark — 200mm wide | 61.6675 |  | General Electrical (Cables, Containment, Power, Data) | QSOR-0002926
IMME size/duty mark — 300mm wide | 68.5677 |  | General Electrical (Cables, Containment, Power, Data) | QSOR-0002927
IMME size/duty mark — 450mm wide | 85.1988 |  | General Electrical (Cables, Containment, Power, Data) | QSOR-0002928
IMME size/duty mark — 600mm wide | 91.7016 |  | General Electrical (Cables, Containment, Power, Data) | QSOR-0002929
IMME Cable tray pathway (Medium-duty basket tray runs) |  | Sub Catergory | General Electrical (Cables, Containment, Power, Data)
IMME size/duty mark — 100mm wide | 30.7205 |  | General Electrical (Cables, Containment, Power, Data) | QSOR-0002930
IMME size/duty mark — 150mm wide | 34.622 |  | General Electrical (Cables, Containment, Power, Data) | QSOR-0002931
IMME size/duty mark — 200mm wide | 38.5371 |  | General Electrical (Cables, Containment, Power, Data) | QSOR-0002932
IMME size/duty mark — 300mm wide | 43.7963 |  | General Electrical (Cables, Containment, Power, Data) | QSOR-0002933
IMME size/duty mark — 450mm wide | 55.5495 |  | General Electrical (Cables, Containment, Power, Data) | QSOR-0002934
IMME size/duty mark — 600mm wide | 70.9311 |  | General Electrical (Cables, Containment, Power, Data) | QSOR-0002935
Basket pathway width transition (basket tray reducer) |  | Sub Catergory | General Electrical (Cables, Containment, Power, Data)
IMME size/duty mark — 150mm wide | 55.5771 |  | General Electrical (Cables, Containment, Power, Data) | QSOR-0002936
IMME size/duty mark — 200mm wide | 61.0521 |  | General Electrical (Cables, Containment, Power, Data) | QSOR-0002937
IMME size/duty mark — 300mm wide | 67.7587 |  | General Electrical (Cables, Containment, Power, Data) | QSOR-0002938
IMME size/duty mark — 450mm wide | 81.1417 |  | General Electrical (Cables, Containment, Power, Data) | QSOR-0002939
IMME size/duty mark — 600mm wide | 96.255 |  | General Electrical (Cables, Containment, Power, Data) | QSOR-0002940
Basket pathway route-change (basket tray bend) |  | Sub Catergory | General Electrical (Cables, Containment, Power, Data)
IMME size/duty mark — 100mm wide | 52.0535 |  | General Electrical (Cables, Containment, Power, Data) | QSOR-0002941
IMME size/duty mark — 150mm wide | 58.4441 |  | General Electrical (Cables, Containment, Power, Data) | QSOR-0002942
IMME size/duty mark — 200mm wide | 60.653 |  | General Electrical (Cables, Containment, Power, Data) | QSOR-0002943
IMME size/duty mark — 300mm wide | 68.9555 |  | General Electrical (Cables, Containment, Power, Data) | QSOR-0002944
IMME size/duty mark — 450mm wide | 89.0027 |  | General Electrical (Cables, Containment, Power, Data) | QSOR-0002945
IMME size/duty mark — 600mm wide | 105.9291 |  | General Electrical (Cables, Containment, Power, Data) | QSOR-0002946
Basket pathway branch node (basket tray tee) |  | Sub Catergory | General Electrical (Cables, Containment, Power, Data)
IMME size/duty mark — 100mm wide | 61.6864 |  | General Electrical (Cables, Containment, Power, Data) | QSOR-0002947
IMME size/duty mark — 150mm wide | 64.7806 |  | General Electrical (Cables, Containment, Power, Data) | QSOR-0002948
IMME size/duty mark — 200mm wide | 66.5843 |  | General Electrical (Cables, Containment, Power, Data) | QSOR-0002949
IMME size/duty mark — 300mm wide | 82.0696 |  | General Electrical (Cables, Containment, Power, Data) | QSOR-0002950
IMME size/duty mark — 450mm wide | 107.1259 |  | General Electrical (Cables, Containment, Power, Data) | QSOR-0002951
IMME size/duty mark — 600mm wide | 120.343 |  | General Electrical (Cables, Containment, Power, Data) | QSOR-0002952
Basket pathway crossover node (basket tray crossover) |  | Sub Catergory | General Electrical (Cables, Containment, Power, Data)
IMME size/duty mark — 100mm wide | 79.5297 |  | General Electrical (Cables, Containment, Power, Data) | QSOR-0002953
IMME size/duty mark — 150mm wide | 81.1586 |  | General Electrical (Cables, Containment, Power, Data) | QSOR-0002954
IMME size/duty mark — 200mm wide | 87.754 |  | General Electrical (Cables, Containment, Power, Data) | QSOR-0002955
IMME size/duty mark — 300mm wide | 99.7189 |  | General Electrical (Cables, Containment, Power, Data) | QSOR-0002956
IMME size/duty mark — 450mm wide | 124.9955 |  | General Electrical (Cables, Containment, Power, Data) | QSOR-0002957
IMME size/duty mark — 600mm wide | 135.7072 |  | General Electrical (Cables, Containment, Power, Data) | QSOR-0002958
IMME component class (Heavy-grade galvanised conduit) |  | Sub Catergory | General Electrical (Cables, Containment, Power, Data)
IMME size/duty mark — 20mm | 23.0519 |  | General Electrical (Cables, Containment, Power, Data) | QSOR-0002959
IMME size/duty mark — 25mm | 27.2881 |  | General Electrical (Cables, Containment, Power, Data) | QSOR-0002960
IMME size/duty mark — 32mm | 42.2612 |  | General Electrical (Cables, Containment, Power, Data) | QSOR-0002961
IMME size/duty mark — 38mm | 49.767 |  | General Electrical (Cables, Containment, Power, Data) | QSOR-0002962
IMME size/duty mark — 50mm | 77.5107 |  | General Electrical (Cables, Containment, Power, Data) | QSOR-0002963
IMME component class (Light-grade PVC conduit) |  | Sub Catergory | General Electrical (Cables, Containment, Power, Data)
IMME size/duty mark — 16mm | 15.6078 |  | General Electrical (Cables, Containment, Power, Data) | QSOR-0002964
IMME size/duty mark — 20mm | 17.3296 |  | General Electrical (Cables, Containment, Power, Data) | QSOR-0002965
IMME size/duty mark — 25mm | 20.4434 |  | General Electrical (Cables, Containment, Power, Data) | QSOR-0002966
IMME size/duty mark — 32mm | 31.1812 |  | General Electrical (Cables, Containment, Power, Data) | QSOR-0002967
IMME size/duty mark — 38mm | 36.704 |  | General Electrical (Cables, Containment, Power, Data) | QSOR-0002968
IMME size/duty mark — 50mm | 56.7246 |  | General Electrical (Cables, Containment, Power, Data) | QSOR-0002969
IMME component class (Heavy-grade PVC conduit) |  | Sub Catergory | General Electrical (Cables, Containment, Power, Data)
IMME size/duty mark — 16mm | 12.0413 |  | General Electrical (Cables, Containment, Power, Data) | QSOR-0002970
IMME size/duty mark — 20mm | 11.2816 |  | General Electrical (Cables, Containment, Power, Data) | QSOR-0002971
IMME size/duty mark — 25mm | 17.6448 |  | General Electrical (Cables, Containment, Power, Data) | QSOR-0002972
IMME size/duty mark — 32mm | 21.4861 |  | General Electrical (Cables, Containment, Power, Data) | QSOR-0002973
IMME size/duty mark — 38mm | 26.1929 |  | General Electrical (Cables, Containment, Power, Data) | QSOR-0002974
IMME size/duty mark — 50mm | 31.7915 |  | General Electrical (Cables, Containment, Power, Data) | QSOR-0002975
IMME component class (Flexible conduit) |  | Sub Catergory | General Electrical (Cables, Containment, Power, Data)
IMME size/duty mark — 16mm | 46.0382 |  | General Electrical (Cables, Containment, Power, Data) | QSOR-0002976
IMME size/duty mark — 20mm | 55.5315 |  | General Electrical (Cables, Containment, Power, Data) | QSOR-0002977
IMME size/duty mark — 25mm | 66.0557 |  | General Electrical (Cables, Containment, Power, Data) | QSOR-0002978
IMME size/duty mark — 32mm | 78.3154 |  | General Electrical (Cables, Containment, Power, Data) | QSOR-0002979
IMME size/duty mark — 38mm | 94.2209 |  | General Electrical (Cables, Containment, Power, Data) | QSOR-0002980
IMME size/duty mark — 50mm | 102.7735 |  | General Electrical (Cables, Containment, Power, Data) | QSOR-0002981
IMME component class (Adaptable conduit boxes) |  | Sub Catergory | General Electrical (Cables, Containment, Power, Data)
IMME size/duty mark — 75 × 75 × 53mm | 34.7287 |  | General Electrical (Cables, Containment, Power, Data) | QSOR-0002982
IMME size/duty mark — 100 × 100 × 75mm | 39.4739 |  | General Electrical (Cables, Containment, Power, Data) | QSOR-0002983
IMME size/duty mark — 150 × 150 × 75mm | 45.7057 |  | General Electrical (Cables, Containment, Power, Data) | QSOR-0002984
Terminal joining strip (connector) |  | Sub Catergory | General Electrical (Cables, Containment, Power, Data)
IMME size/duty mark — 2 way | 12.1477 |  | General Electrical (Cables, Containment, Power, Data) | QSOR-0002985
IMME size/duty mark — 3 way | 12.5254 |  | General Electrical (Cables, Containment, Power, Data) | QSOR-0002986
IMME size/duty mark — 4 way | 13.3254 |  | General Electrical (Cables, Containment, Power, Data) | QSOR-0002987
IMME size/duty mark — 5 way | 14.0213 |  | General Electrical (Cables, Containment, Power, Data) | QSOR-0002988
IMME size/duty mark — 6 way | 15.5713 |  | General Electrical (Cables, Containment, Power, Data) | QSOR-0002989
IMME size/duty mark — 7 way | 16.357 |  | General Electrical (Cables, Containment, Power, Data) | QSOR-0002990
IMME size/duty mark — 8 way | 18.7442 |  | General Electrical (Cables, Containment, Power, Data) | QSOR-0002991
IMME size/duty mark — 9 way | 19.7949 |  | General Electrical (Cables, Containment, Power, Data) | QSOR-0002992
IMME size/duty mark — 10 way | 22.1936 |  | General Electrical (Cables, Containment, Power, Data) | QSOR-0002993
IMME size/duty mark — 11 way | 22.8881 |  | General Electrical (Cables, Containment, Power, Data) | QSOR-0002994
IMME size/duty mark — 13 way | 25.5475 |  | General Electrical (Cables, Containment, Power, Data) | QSOR-0002995
IMME size/duty mark — 14 way | 26.3231 |  | General Electrical (Cables, Containment, Power, Data) | QSOR-0002996
IMME size/duty mark — 15 way | 27.8298 |  | General Electrical (Cables, Containment, Power, Data) | QSOR-0002997
IMME size/duty mark — 16 way | 30.8915 |  | General Electrical (Cables, Containment, Power, Data) | QSOR-0002998
IMME size/duty mark — 18 way | 32.5964 |  | General Electrical (Cables, Containment, Power, Data) | QSOR-0002999
Single-compartment metal route (steel trunking) |  | Sub Catergory | General Electrical (Cables, Containment, Power, Data)
IMME size/duty mark — 50 × 50mm | 25.5723 |  | General Electrical (Cables, Containment, Power, Data) | QSOR-0003000
IMME size/duty mark — 75 × 50mm | 33.6279 |  | General Electrical (Cables, Containment, Power, Data) | QSOR-0003001
IMME size/duty mark — 75 × 75mm | 43.5663 |  | General Electrical (Cables, Containment, Power, Data) | QSOR-0003002
IMME size/duty mark — 100 × 50mm | 37.5732 |  | General Electrical (Cables, Containment, Power, Data) | QSOR-0003003
IMME size/duty mark — 100 × 75mm | 43.6022 |  | General Electrical (Cables, Containment, Power, Data) | QSOR-0003004
IMME size/duty mark — 100 × 100mm | 42.3506 |  | General Electrical (Cables, Containment, Power, Data) | QSOR-0003005
IMME size/duty mark — 150 × 50mm | 62.2726 |  | General Electrical (Cables, Containment, Power, Data) | QSOR-0003006
IMME size/duty mark — 150 × 100mm | 68.6545 |  | General Electrical (Cables, Containment, Power, Data) | QSOR-0003007
IMME size/duty mark — 150 × 150mm | 71.5272 |  | General Electrical (Cables, Containment, Power, Data) | QSOR-0003008
IMME size/duty mark — 225 × 75mm | 87.8314 |  | General Electrical (Cables, Containment, Power, Data) | QSOR-0003009
IMME size/duty mark — 225 × 150mm | 117.695 |  | General Electrical (Cables, Containment, Power, Data) | QSOR-0003010
IMME size/duty mark — 225 × 225mm | 120.0217 |  | General Electrical (Cables, Containment, Power, Data) | QSOR-0003011
IMME size/duty mark — 300 × 75mm | 115.0299 |  | General Electrical (Cables, Containment, Power, Data) | QSOR-0003012
IMME size/duty mark — 300 × 100mm | 121.1837 |  | General Electrical (Cables, Containment, Power, Data) | QSOR-0003013
IMME size/duty mark — 300 × 150mm | 127.0463 |  | General Electrical (Cables, Containment, Power, Data) | QSOR-0003014
IMME size/duty mark — 300 × 225mm | 138.0194 |  | General Electrical (Cables, Containment, Power, Data) | QSOR-0003015
IMME size/duty mark — 300 × 300mm | 145.6997 |  | General Electrical (Cables, Containment, Power, Data) | QSOR-0003016
Steel trunking terminal seal (stop end) |  | Sub Catergory | General Electrical (Cables, Containment, Power, Data)
IMME size/duty mark — 50 × 50mm | 12.3972 |  | General Electrical (Cables, Containment, Power, Data) | QSOR-0003017
IMME size/duty mark — 75 × 50mm | 10.4941 |  | General Electrical (Cables, Containment, Power, Data) | QSOR-0003018
IMME size/duty mark — 75 × 75mm | 13.4976 |  | General Electrical (Cables, Containment, Power, Data) | QSOR-0003019
IMME size/duty mark — 100 × 50mm | 13.4873 |  | General Electrical (Cables, Containment, Power, Data) | QSOR-0003020
IMME size/duty mark — 100 × 75mm | 16.2359 |  | General Electrical (Cables, Containment, Power, Data) | QSOR-0003021
IMME size/duty mark — 100 × 100mm | 13.0217 |  | General Electrical (Cables, Containment, Power, Data) | QSOR-0003022
IMME size/duty mark — 150 × 50mm | 17.5452 |  | General Electrical (Cables, Containment, Power, Data) | QSOR-0003023
IMME size/duty mark — 150 × 100mm | 18.5395 |  | General Electrical (Cables, Containment, Power, Data) | QSOR-0003024
IMME size/duty mark — 150 × 150mm | 15.5062 |  | General Electrical (Cables, Containment, Power, Data) | QSOR-0003025
IMME size/duty mark — 225 × 75mm | 20.8176 |  | General Electrical (Cables, Containment, Power, Data) | QSOR-0003026
IMME size/duty mark — 225 × 150mm | 22.3163 |  | General Electrical (Cables, Containment, Power, Data) | QSOR-0003027
IMME size/duty mark — 225 × 225mm | 25.6601 |  | General Electrical (Cables, Containment, Power, Data) | QSOR-0003028
IMME size/duty mark — 300 × 75mm | 27.5772 |  | General Electrical (Cables, Containment, Power, Data) | QSOR-0003029
IMME size/duty mark — 300 × 100mm | 26.8306 |  | General Electrical (Cables, Containment, Power, Data) | QSOR-0003030
IMME size/duty mark — 300 × 150mm | 28.3423 |  | General Electrical (Cables, Containment, Power, Data) | QSOR-0003031
IMME size/duty mark — 300 × 225mm | 30.5255 |  | General Electrical (Cables, Containment, Power, Data) | QSOR-0003032
IMME size/duty mark — 300 × 300mm | 32.3998 |  | General Electrical (Cables, Containment, Power, Data) | QSOR-0003033
Steel trunking bolted join (flanged connector) |  | Sub Catergory | General Electrical (Cables, Containment, Power, Data)
IMME size/duty mark — 50 × 50mm | 11.525 |  | General Electrical (Cables, Containment, Power, Data) | QSOR-0003034
IMME size/duty mark — 75 × 50mm | 14.558 |  | General Electrical (Cables, Containment, Power, Data) | QSOR-0003035
IMME size/duty mark — 75 × 75mm | 14.9243 |  | General Electrical (Cables, Containment, Power, Data) | QSOR-0003036
IMME size/duty mark — 100 × 50mm | 16.2844 |  | General Electrical (Cables, Containment, Power, Data) | QSOR-0003037
IMME size/duty mark — 100 × 75mm | 18.2026 |  | General Electrical (Cables, Containment, Power, Data) | QSOR-0003038
IMME size/duty mark — 100 × 100mm | 18.1313 |  | General Electrical (Cables, Containment, Power, Data) | QSOR-0003039
IMME size/duty mark — 150 × 50mm | 18.6256 |  | General Electrical (Cables, Containment, Power, Data) | QSOR-0003040
IMME size/duty mark — 150 × 100mm | 17.8602 |  | General Electrical (Cables, Containment, Power, Data) | QSOR-0003041
IMME size/duty mark — 150 × 150mm | 20.654 |  | General Electrical (Cables, Containment, Power, Data) | QSOR-0003042
IMME size/duty mark — 225 × 75mm | 21.2056 |  | General Electrical (Cables, Containment, Power, Data) | QSOR-0003043
IMME size/duty mark — 225 × 150mm | 22.7331 |  | General Electrical (Cables, Containment, Power, Data) | QSOR-0003044
IMME size/duty mark — 225 × 225mm | 25.8387 |  | General Electrical (Cables, Containment, Power, Data) | QSOR-0003045
IMME size/duty mark — 300 × 75mm | 26.4482 |  | General Electrical (Cables, Containment, Power, Data) | QSOR-0003046
IMME size/duty mark — 300 × 100mm | 27.1558 |  | General Electrical (Cables, Containment, Power, Data) | QSOR-0003047
IMME size/duty mark — 300 × 150mm | 28.9143 |  | General Electrical (Cables, Containment, Power, Data) | QSOR-0003048
IMME size/duty mark — 300 × 225mm | 29.6897 |  | General Electrical (Cables, Containment, Power, Data) | QSOR-0003049
IMME size/duty mark — 300 × 300mm | 32.2423 |  | General Electrical (Cables, Containment, Power, Data) | QSOR-0003050
Steel trunking route-change (bend) |  | Sub Catergory | General Electrical (Cables, Containment, Power, Data)
IMME size/duty mark — 50 × 50mm | 30.29 |  | General Electrical (Cables, Containment, Power, Data) | QSOR-0003051
IMME size/duty mark — 75 × 50mm | 32.2296 |  | General Electrical (Cables, Containment, Power, Data) | QSOR-0003052
IMME size/duty mark — 75 × 75mm | 40.0334 |  | General Electrical (Cables, Containment, Power, Data) | QSOR-0003053
IMME size/duty mark — 100 × 50mm | 33.48 |  | General Electrical (Cables, Containment, Power, Data) | QSOR-0003054
IMME size/duty mark — 100 × 75mm | 44.9602 |  | General Electrical (Cables, Containment, Power, Data) | QSOR-0003055
IMME size/duty mark — 100 × 100mm | 37.3804 |  | General Electrical (Cables, Containment, Power, Data) | QSOR-0003056
IMME size/duty mark — 150 × 50mm | 53.9722 |  | General Electrical (Cables, Containment, Power, Data) | QSOR-0003057
IMME size/duty mark — 150 × 100mm | 68.4684 |  | General Electrical (Cables, Containment, Power, Data) | QSOR-0003058
IMME size/duty mark — 150 × 150mm | 55.7054 |  | General Electrical (Cables, Containment, Power, Data) | QSOR-0003059
IMME size/duty mark — 225 × 75mm | 81.5887 |  | General Electrical (Cables, Containment, Power, Data) | QSOR-0003060
IMME size/duty mark — 225 × 150mm | 95.6624 |  | General Electrical (Cables, Containment, Power, Data) | QSOR-0003061
IMME size/duty mark — 225 × 225mm | 106.6709 |  | General Electrical (Cables, Containment, Power, Data) | QSOR-0003062
IMME size/duty mark — 300 × 75mm | 101.4361 |  | General Electrical (Cables, Containment, Power, Data) | QSOR-0003063
IMME size/duty mark — 300 × 100mm | 103.6375 |  | General Electrical (Cables, Containment, Power, Data) | QSOR-0003064
IMME size/duty mark — 300 × 150mm | 112.8247 |  | General Electrical (Cables, Containment, Power, Data) | QSOR-0003065
IMME size/duty mark — 300 × 225mm | 120.907 |  | General Electrical (Cables, Containment, Power, Data) | QSOR-0003066
IMME size/duty mark — 300 × 300mm | 126.061 |  | General Electrical (Cables, Containment, Power, Data) | QSOR-0003067
Steel trunking branch node (tee) |  | Sub Catergory | General Electrical (Cables, Containment, Power, Data)
IMME size/duty mark — 50 × 50mm | 38.7151 |  | General Electrical (Cables, Containment, Power, Data) | QSOR-0003068
IMME size/duty mark — 75 × 50mm | 38.6007 |  | General Electrical (Cables, Containment, Power, Data) | QSOR-0003069
IMME size/duty mark — 75 × 75mm | 48.8142 |  | General Electrical (Cables, Containment, Power, Data) | QSOR-0003070
IMME size/duty mark — 100 × 50mm | 48.3953 |  | General Electrical (Cables, Containment, Power, Data) | QSOR-0003071
IMME size/duty mark — 100 × 75mm | 46.4675 |  | General Electrical (Cables, Containment, Power, Data) | QSOR-0003072
IMME size/duty mark — 100 × 100mm | 45.7844 |  | General Electrical (Cables, Containment, Power, Data) | QSOR-0003073
IMME size/duty mark — 150 × 50mm | 65.4958 |  | General Electrical (Cables, Containment, Power, Data) | QSOR-0003074
IMME size/duty mark — 150 × 100mm | 72.2637 |  | General Electrical (Cables, Containment, Power, Data) | QSOR-0003075
IMME size/duty mark — 150 × 150mm | 60.8794 |  | General Electrical (Cables, Containment, Power, Data) | QSOR-0003076
IMME size/duty mark — 225 × 75mm | 102.5776 |  | General Electrical (Cables, Containment, Power, Data) | QSOR-0003077
IMME size/duty mark — 225 × 150mm | 127.7795 |  | General Electrical (Cables, Containment, Power, Data) | QSOR-0003078
IMME size/duty mark — 225 × 225mm | 141.8099 |  | General Electrical (Cables, Containment, Power, Data) | QSOR-0003079
IMME size/duty mark — 300 × 75mm | 136.0622 |  | General Electrical (Cables, Containment, Power, Data) | QSOR-0003080
IMME size/duty mark — 300 × 100mm | 139.1829 |  | General Electrical (Cables, Containment, Power, Data) | QSOR-0003081
IMME size/duty mark — 300 × 150mm | 149.0753 |  | General Electrical (Cables, Containment, Power, Data) | QSOR-0003082
IMME size/duty mark — 300 × 225mm | 159.7304 |  | General Electrical (Cables, Containment, Power, Data) | QSOR-0003083
IMME size/duty mark — 300 × 300mm | 171.2355 |  | General Electrical (Cables, Containment, Power, Data) | QSOR-0003084
Steel trunking crossover node (cross) |  | Sub Catergory | General Electrical (Cables, Containment, Power, Data)
IMME size/duty mark — 50 × 50mm | 47.0369 |  | General Electrical (Cables, Containment, Power, Data) | QSOR-0003085
IMME size/duty mark — 75 × 50mm | 54.4759 |  | General Electrical (Cables, Containment, Power, Data) | QSOR-0003086
IMME size/duty mark — 75 × 75mm | 56.1918 |  | General Electrical (Cables, Containment, Power, Data) | QSOR-0003087
IMME size/duty mark — 100 × 50mm | 64.3743 |  | General Electrical (Cables, Containment, Power, Data) | QSOR-0003088
IMME size/duty mark — 100 × 75mm | 61.2241 |  | General Electrical (Cables, Containment, Power, Data) | QSOR-0003089
IMME size/duty mark — 100 × 100mm | 55.787 |  | General Electrical (Cables, Containment, Power, Data) | QSOR-0003090
IMME size/duty mark — 150 × 50mm | 77.832 |  | General Electrical (Cables, Containment, Power, Data) | QSOR-0003091
IMME size/duty mark — 150 × 100mm | 80.0196 |  | General Electrical (Cables, Containment, Power, Data) | QSOR-0003092
IMME size/duty mark — 150 × 150mm | 85.5996 |  | General Electrical (Cables, Containment, Power, Data) | QSOR-0003093
IMME size/duty mark — 225 × 75mm | 113.3305 |  | General Electrical (Cables, Containment, Power, Data) | QSOR-0003094
IMME size/duty mark — 225 × 150mm | 122.1348 |  | General Electrical (Cables, Containment, Power, Data) | QSOR-0003095
IMME size/duty mark — 225 × 225mm | 150.8729 |  | General Electrical (Cables, Containment, Power, Data) | QSOR-0003096
IMME size/duty mark — 300 × 75mm | 149.7375 |  | General Electrical (Cables, Containment, Power, Data) | QSOR-0003097
IMME size/duty mark — 300 × 100mm | 155.1155 |  | General Electrical (Cables, Containment, Power, Data) | QSOR-0003098
IMME size/duty mark — 300 × 150mm | 165.2636 |  | General Electrical (Cables, Containment, Power, Data) | QSOR-0003099
IMME size/duty mark — 300 × 225mm | 174.116 |  | General Electrical (Cables, Containment, Power, Data) | QSOR-0003100
IMME size/duty mark — 300 × 300mm | 184.6462 |  | General Electrical (Cables, Containment, Power, Data) | QSOR-0003101
PVC protected route (trunking) |  | Sub Catergory | General Electrical (Cables, Containment, Power, Data)
IMME size/duty mark — 16 × 16mm | 11.3174 |  | General Electrical (Cables, Containment, Power, Data) | QSOR-0003102
IMME size/duty mark — 25 × 16mm | 12.2581 |  | General Electrical (Cables, Containment, Power, Data) | QSOR-0003103
IMME size/duty mark — 38 × 16mm | 14.207 |  | General Electrical (Cables, Containment, Power, Data) | QSOR-0003104
IMME size/duty mark — 38 × 25mm | 15.3273 |  | General Electrical (Cables, Containment, Power, Data) | QSOR-0003105
IMME size/duty mark — 50 × 50mm | 32.56 |  | General Electrical (Cables, Containment, Power, Data) | QSOR-0003106
IMME size/duty mark — 75 × 50mm | 34.9441 |  | General Electrical (Cables, Containment, Power, Data) | QSOR-0003107
IMME size/duty mark — 75 × 75mm | 38.285 |  | General Electrical (Cables, Containment, Power, Data) | QSOR-0003108
IMME size/duty mark — 100 × 50mm | 46.29 |  | General Electrical (Cables, Containment, Power, Data) | QSOR-0003109
IMME size/duty mark — 100 × 75mm | 50.6816 |  | General Electrical (Cables, Containment, Power, Data) | QSOR-0003110
IMME size/duty mark — 100 × 100mm | 53.9496 |  | General Electrical (Cables, Containment, Power, Data) | QSOR-0003111
IMME size/duty mark — 150 × 50mm | 50.7947 |  | General Electrical (Cables, Containment, Power, Data) | QSOR-0003112
IMME size/duty mark — 150 × 75mm | 77.4728 |  | General Electrical (Cables, Containment, Power, Data) | QSOR-0003113
IMME size/duty mark — 150 × 100mm | 89.8088 |  | General Electrical (Cables, Containment, Power, Data) | QSOR-0003114
IMME size/duty mark — 150 × 150mm | 93.1296 |  | General Electrical (Cables, Containment, Power, Data) | QSOR-0003115
PVC trunking crossover node (cross) |  | Sub Catergory | General Electrical (Cables, Containment, Power, Data)
IMME size/duty mark — 50 × 50mm | 46.0735 |  | General Electrical (Cables, Containment, Power, Data) | QSOR-0003116
IMME size/duty mark — 75 × 50mm | 50.3774 |  | General Electrical (Cables, Containment, Power, Data) | QSOR-0003117
IMME size/duty mark — 75 × 75mm | 53.8059 |  | General Electrical (Cables, Containment, Power, Data) | QSOR-0003118
IMME size/duty mark — 100 × 50mm | 69.0217 |  | General Electrical (Cables, Containment, Power, Data) | QSOR-0003119
IMME size/duty mark — 100 × 75mm | 83.5476 |  | General Electrical (Cables, Containment, Power, Data) | QSOR-0003120
IMME size/duty mark — 100 × 100mm | 85.7992 |  | General Electrical (Cables, Containment, Power, Data) | QSOR-0003121
IMME size/duty mark — 150 × 75mm | 95.9051 |  | General Electrical (Cables, Containment, Power, Data) | QSOR-0003122
IMME size/duty mark — 150 × 100mm | 111.9897 |  | General Electrical (Cables, Containment, Power, Data) | QSOR-0003123
IMME size/duty mark — 150 × 150mm | 162.5255 |  | General Electrical (Cables, Containment, Power, Data) | QSOR-0003124
PVC trunking terminal seal (stop end) |  | Sub Catergory | General Electrical (Cables, Containment, Power, Data)
IMME size/duty mark — 50 × 50mm | 7.9173 |  | General Electrical (Cables, Containment, Power, Data) | QSOR-0003125
IMME size/duty mark — 75 × 50mm | 9.2048 |  | General Electrical (Cables, Containment, Power, Data) | QSOR-0003126
IMME size/duty mark — 75 × 75mm | 9.8472 |  | General Electrical (Cables, Containment, Power, Data) | QSOR-0003127
IMME size/duty mark — 100 × 50mm | 12.3411 |  | General Electrical (Cables, Containment, Power, Data) | QSOR-0003128
IMME size/duty mark — 100 × 75mm | 13.5508 |  | General Electrical (Cables, Containment, Power, Data) | QSOR-0003129
IMME size/duty mark — 100 × 100mm | 14.4068 |  | General Electrical (Cables, Containment, Power, Data) | QSOR-0003130
IMME size/duty mark — 150 × 75mm | 24.4461 |  | General Electrical (Cables, Containment, Power, Data) | QSOR-0003131
IMME size/duty mark — 150 × 100mm | 28.3313 |  | General Electrical (Cables, Containment, Power, Data) | QSOR-0003132
IMME size/duty mark — 150 × 150mm | 29.24 |  | General Electrical (Cables, Containment, Power, Data) | QSOR-0003133
PVC trunking bolted join (flanged coupling) |  | Sub Catergory | General Electrical (Cables, Containment, Power, Data)
IMME size/duty mark — 50 × 50mm | 22.3327 |  | General Electrical (Cables, Containment, Power, Data) | QSOR-0003134
IMME size/duty mark — 75 × 50mm | 23.9767 |  | General Electrical (Cables, Containment, Power, Data) | QSOR-0003135
IMME size/duty mark — 75 × 75mm | 26.3891 |  | General Electrical (Cables, Containment, Power, Data) | QSOR-0003136
IMME size/duty mark — 100 × 50mm | 31.7751 |  | General Electrical (Cables, Containment, Power, Data) | QSOR-0003137
IMME size/duty mark — 100 × 75mm | 34.011 |  | General Electrical (Cables, Containment, Power, Data) | QSOR-0003138
IMME size/duty mark — 100 × 100mm | 35.33 |  | General Electrical (Cables, Containment, Power, Data) | QSOR-0003139
IMME size/duty mark — 150 × 75mm | 40.7189 |  | General Electrical (Cables, Containment, Power, Data) | QSOR-0003140
IMME size/duty mark — 150 × 100mm | 41.6323 |  | General Electrical (Cables, Containment, Power, Data) | QSOR-0003141
IMME size/duty mark — 150 × 150mm | 43.2362 |  | General Electrical (Cables, Containment, Power, Data) | QSOR-0003142
PVC trunking corner join (internal/external coupling) |  | Sub Catergory | General Electrical (Cables, Containment, Power, Data)
IMME size/duty mark — 50 × 50mm | 7.4531 |  | General Electrical (Cables, Containment, Power, Data) | QSOR-0003143
IMME size/duty mark — 75 × 50mm | 8.0906 |  | General Electrical (Cables, Containment, Power, Data) | QSOR-0003144
IMME size/duty mark — 75 × 75mm | 8.5199 |  | General Electrical (Cables, Containment, Power, Data) | QSOR-0003145
IMME size/duty mark — 100 × 50mm | 9.7902 |  | General Electrical (Cables, Containment, Power, Data) | QSOR-0003146
IMME size/duty mark — 100 × 75mm | 10.427 |  | General Electrical (Cables, Containment, Power, Data) | QSOR-0003147
IMME size/duty mark — 100 × 100mm | 10.9512 |  | General Electrical (Cables, Containment, Power, Data) | QSOR-0003148
IMME size/duty mark — 150 × 75mm | 13.5268 |  | General Electrical (Cables, Containment, Power, Data) | QSOR-0003149
IMME size/duty mark — 150 × 100mm | 16.0792 |  | General Electrical (Cables, Containment, Power, Data) | QSOR-0003150
IMME size/duty mark — 150 × 150mm | 19.0984 |  | General Electrical (Cables, Containment, Power, Data) | QSOR-0003151
PVC trunking corner cover (angle cover) |  | Sub Catergory | General Electrical (Cables, Containment, Power, Data)
IMME size/duty mark — 50 × 50mm | 18.5839 |  | General Electrical (Cables, Containment, Power, Data) | QSOR-0003152
IMME size/duty mark — 75 × 50mm | 22.5183 |  | General Electrical (Cables, Containment, Power, Data) | QSOR-0003153
IMME size/duty mark — 75 × 75mm | 25.063 |  | General Electrical (Cables, Containment, Power, Data) | QSOR-0003154
IMME size/duty mark — 100 × 50mm | 37.3271 |  | General Electrical (Cables, Containment, Power, Data) | QSOR-0003155
IMME size/duty mark — 100 × 75mm | 52.6571 |  | General Electrical (Cables, Containment, Power, Data) | QSOR-0003156
IMME size/duty mark — 100 × 100mm | 60.2903 |  | General Electrical (Cables, Containment, Power, Data) | QSOR-0003157
IMME size/duty mark — 150 × 75mm | 64.1969 |  | General Electrical (Cables, Containment, Power, Data) | QSOR-0003158
IMME size/duty mark — 150 × 100mm | 76.0032 |  | General Electrical (Cables, Containment, Power, Data) | QSOR-0003159
IMME size/duty mark — 150 × 150mm | 107.9615 |  | General Electrical (Cables, Containment, Power, Data) | QSOR-0003160
PVC trunking branch node (tee) |  | Sub Catergory | General Electrical (Cables, Containment, Power, Data)
IMME size/duty mark — 50 × 50mm | 20.6527 |  | General Electrical (Cables, Containment, Power, Data) | QSOR-0003161
IMME size/duty mark — 75 × 50mm | 26.2804 |  | General Electrical (Cables, Containment, Power, Data) | QSOR-0003162
IMME size/duty mark — 75 × 75mm | 27.1356 |  | General Electrical (Cables, Containment, Power, Data) | QSOR-0003163
IMME size/duty mark — 100 × 50mm | 47.8849 |  | General Electrical (Cables, Containment, Power, Data) | QSOR-0003164
IMME size/duty mark — 100 × 75mm | 50.037 |  | General Electrical (Cables, Containment, Power, Data) | QSOR-0003165
IMME size/duty mark — 100 × 100mm | 61.5664 |  | General Electrical (Cables, Containment, Power, Data) | QSOR-0003166
IMME size/duty mark — 150 × 75mm | 79.4746 |  | General Electrical (Cables, Containment, Power, Data) | QSOR-0003167
IMME size/duty mark — 150 × 100mm | 97.0922 |  | General Electrical (Cables, Containment, Power, Data) | QSOR-0003168
IMME size/duty mark — 150 × 150mm | 127.2302 |  | General Electrical (Cables, Containment, Power, Data) | QSOR-0003169
IMME TwinCore domestic cable system |  | CATERGORY | General Electrical (Cables, Containment, Power, Data)
Cable route (cable) |  | Sub Catergory | General Electrical (Cables, Containment, Power, Data)
IMME size/duty mark — 1.5mm | 2.5523 |  | General Electrical (Cables, Containment, Power, Data) | QSOR-0003170
IMME size/duty mark — 2.5mm | 2.6802 |  | General Electrical (Cables, Containment, Power, Data) | QSOR-0003171
IMME size/duty mark — 4.0mm | 3.29 |  | General Electrical (Cables, Containment, Power, Data) | QSOR-0003172
IMME size/duty mark — 6.0mm | 4.1317 |  | General Electrical (Cables, Containment, Power, Data) | QSOR-0003173
IMME size/duty mark — 10.0mm | 6.1069 |  | General Electrical (Cables, Containment, Power, Data) | QSOR-0003174
IMME size/duty mark — 16.0mm | 9.4735 |  | General Electrical (Cables, Containment, Power, Data) | QSOR-0003175
IMME FlexCore PVC control cable system |  | CATERGORY | General Electrical (Cables, Containment, Power, Data)
Single-core conductor route (cable) |  | Sub Catergory | General Electrical (Cables, Containment, Power, Data)
IMME size/duty mark — 0.50mm | 4.2926 |  | General Electrical (Cables, Containment, Power, Data) | QSOR-0003176
IMME size/duty mark — 0.75mm | 4.4124 |  | General Electrical (Cables, Containment, Power, Data) | QSOR-0003177
IMME size/duty mark — 1.0mm | 4.4597 |  | General Electrical (Cables, Containment, Power, Data) | QSOR-0003178
IMME size/duty mark — 1.5mm | 4.7793 |  | General Electrical (Cables, Containment, Power, Data) | QSOR-0003179
IMME size/duty mark — 2.5mm | 5.5116 |  | General Electrical (Cables, Containment, Power, Data) | QSOR-0003180
Two-core conductor route (cable) |  | Sub Catergory | General Electrical (Cables, Containment, Power, Data)
IMME size/duty mark — 1.0mm | 5.5514 |  | General Electrical (Cables, Containment, Power, Data) | QSOR-0003181
IMME size/duty mark — 1.5mm | 6.1171 |  | General Electrical (Cables, Containment, Power, Data) | QSOR-0003182
IMME size/duty mark — 2.5mm | 5.7294 |  | General Electrical (Cables, Containment, Power, Data) | QSOR-0003183
Three-core conductor route (cable) |  | Sub Catergory | General Electrical (Cables, Containment, Power, Data)
IMME size/duty mark — 0.75mm | 4.9716 |  | General Electrical (Cables, Containment, Power, Data) | QSOR-0003184
IMME size/duty mark — 1.5mm | 5.6554 |  | General Electrical (Cables, Containment, Power, Data) | QSOR-0003185
IMME size/duty mark — 2.5mm | 6.7317 |  | General Electrical (Cables, Containment, Power, Data) | QSOR-0003186
Four-core conductor route (cable) |  | Sub Catergory | General Electrical (Cables, Containment, Power, Data)
IMME size/duty mark — 0.75mm | 6.9504 |  | General Electrical (Cables, Containment, Power, Data) | QSOR-0003187
IMME size/duty mark — 1.0mm | 7.5748 |  | General Electrical (Cables, Containment, Power, Data) | QSOR-0003188
IMME size/duty mark — 1.5mm | 8.9135 |  | General Electrical (Cables, Containment, Power, Data) | QSOR-0003189
IMME size/duty mark — 2.5mm | 12.0981 |  | General Electrical (Cables, Containment, Power, Data) | QSOR-0003190
IMME LifeSafe fire-rated cable system |  | CATERGORY | General Electrical (Cables, Containment, Power, Data)
Cable route (cable) |  | Sub Catergory | General Electrical (Cables, Containment, Power, Data)
IMME size/duty mark — 1Hour 1.5mm | 24.8569 |  | General Electrical (Cables, Containment, Power, Data) | QSOR-0003191
IMME size/duty mark — 1Hour 2.5mm | 28.0119 |  | General Electrical (Cables, Containment, Power, Data) | QSOR-0003192
IMME size/duty mark — 1Hour 4.0mm | 31.6039 |  | General Electrical (Cables, Containment, Power, Data) | QSOR-0003193
IMME size/duty mark — 1Hour 6.0mm | 39.1517 |  | General Electrical (Cables, Containment, Power, Data) | QSOR-0003194
IMME size/duty mark — 1Hour 10mm | 26.3991 |  | General Electrical (Cables, Containment, Power, Data) | QSOR-0003195
IMME size/duty mark — 1Hour 16mm | 31.6556 |  | General Electrical (Cables, Containment, Power, Data) | QSOR-0003196
IMME size/duty mark — 1Hour 25mm | 40.0242 |  | General Electrical (Cables, Containment, Power, Data) | QSOR-0003197
IMME size/duty mark — 1Hour 35mm | 54.2996 |  | General Electrical (Cables, Containment, Power, Data) | QSOR-0003198
IMME size/duty mark — 1Hour 50mm | 60.057 |  | General Electrical (Cables, Containment, Power, Data) | QSOR-0003199
IMME size/duty mark — 1Hour 70mm | 75.7308 |  | General Electrical (Cables, Containment, Power, Data) | QSOR-0003200
IMME size/duty mark — 1Hour 95mm | 104.312 |  | General Electrical (Cables, Containment, Power, Data) | QSOR-0003201
IMME size/duty mark — 1Hour 120mm | 112.4617 |  | General Electrical (Cables, Containment, Power, Data) | QSOR-0003202
IMME size/duty mark — 1Hour 150mm | 134.9298 |  | General Electrical (Cables, Containment, Power, Data) | QSOR-0003203
IMME size/duty mark — 1Hour 185mm | 161.5076 |  | General Electrical (Cables, Containment, Power, Data) | QSOR-0003204
IMME size/duty mark — 1Hour 240mm | 206.5573 |  | General Electrical (Cables, Containment, Power, Data) | QSOR-0003205
IMME LifeSafe LSOH cable system |  | CATERGORY | General Electrical (Cables, Containment, Power, Data)
IMME duty band — FP200 Single Core |  | Sub Catergory | General Electrical (Cables, Containment, Power, Data)
IMME size/duty mark — 1.0mm | 7.2487 |  | General Electrical (Cables, Containment, Power, Data) | QSOR-0003206
IMME size/duty mark — 1.5mm | 6.773 |  | General Electrical (Cables, Containment, Power, Data) | QSOR-0003207
IMME size/duty mark — 2.5mm | 8.095 |  | General Electrical (Cables, Containment, Power, Data) | QSOR-0003208
IMME size/duty mark — 4.0mm | 8.7388 |  | General Electrical (Cables, Containment, Power, Data) | QSOR-0003209
IMME size/duty mark — 6.0mm | 10.8157 |  | General Electrical (Cables, Containment, Power, Data) | QSOR-0003210
IMME size/duty mark — 10mm | 12.8012 |  | General Electrical (Cables, Containment, Power, Data) | QSOR-0003211
IMME duty band — FP200 Two Core |  | Sub Catergory | General Electrical (Cables, Containment, Power, Data)
IMME size/duty mark — 1.0mm | 12.4406 |  | General Electrical (Cables, Containment, Power, Data) | QSOR-0003212
IMME size/duty mark — 1.5mm | 12.5659 |  | General Electrical (Cables, Containment, Power, Data) | QSOR-0003213
IMME size/duty mark — 2.5mm | 13.9594 |  | General Electrical (Cables, Containment, Power, Data) | QSOR-0003214
IMME size/duty mark — 4.0mm | 17.4257 |  | General Electrical (Cables, Containment, Power, Data) | QSOR-0003215
IMME duty band — FP200 Three Core |  | Sub Catergory | General Electrical (Cables, Containment, Power, Data)
IMME size/duty mark — 1.0mm | 14.1684 |  | General Electrical (Cables, Containment, Power, Data) | QSOR-0003216
IMME size/duty mark — 1.5mm | 15.1056 |  | General Electrical (Cables, Containment, Power, Data) | QSOR-0003217
IMME size/duty mark — 2.5mm | 16.14 |  | General Electrical (Cables, Containment, Power, Data) | QSOR-0003218
IMME size/duty mark — 4.0mm | 20.4037 |  | General Electrical (Cables, Containment, Power, Data) | QSOR-0003219
IMME duty band — FP200 Four Core |  | Sub Catergory | General Electrical (Cables, Containment, Power, Data)
IMME size/duty mark — 1.0mm | 15.9541 |  | General Electrical (Cables, Containment, Power, Data) | QSOR-0003220
IMME size/duty mark — 1.5mm | 17.1609 |  | General Electrical (Cables, Containment, Power, Data) | QSOR-0003221
IMME size/duty mark — 2.5mm | 19.561 |  | General Electrical (Cables, Containment, Power, Data) | QSOR-0003222
IMME size/duty mark — 4.0mm | 24.5885 |  | General Electrical (Cables, Containment, Power, Data) | QSOR-0003223
IMME duty band — FP400 Two Core |  | Sub Catergory | General Electrical (Cables, Containment, Power, Data)
IMME size/duty mark — 1.5mm | 13.7687 |  | General Electrical (Cables, Containment, Power, Data) | QSOR-0003224
IMME size/duty mark — 2.5mm | 14.4083 |  | General Electrical (Cables, Containment, Power, Data) | QSOR-0003225
IMME size/duty mark — 4.0mm | 15.4315 |  | General Electrical (Cables, Containment, Power, Data) | QSOR-0003226
IMME size/duty mark — 6.0mm | 17.2233 |  | General Electrical (Cables, Containment, Power, Data) | QSOR-0003227
IMME size/duty mark — 10mm | 18.5855 |  | General Electrical (Cables, Containment, Power, Data) | QSOR-0003228
IMME size/duty mark — 16mm | 23.0329 |  | General Electrical (Cables, Containment, Power, Data) | QSOR-0003229
IMME size/duty mark — 25mm | 31.6899 |  | General Electrical (Cables, Containment, Power, Data) | QSOR-0003230
IMME duty band — FP400 Three Core |  | Sub Catergory | General Electrical (Cables, Containment, Power, Data)
IMME size/duty mark — 1.5mm | 14.1637 |  | General Electrical (Cables, Containment, Power, Data) | QSOR-0003231
IMME size/duty mark — 2.5mm | 15.4743 |  | General Electrical (Cables, Containment, Power, Data) | QSOR-0003232
IMME size/duty mark — 4.0mm | 16.9244 |  | General Electrical (Cables, Containment, Power, Data) | QSOR-0003233
IMME size/duty mark — 6.0mm | 17.3504 |  | General Electrical (Cables, Containment, Power, Data) | QSOR-0003234
IMME size/duty mark — 10mm | 20.1847 |  | General Electrical (Cables, Containment, Power, Data) | QSOR-0003235
IMME size/duty mark — 16mm | 26.4331 |  | General Electrical (Cables, Containment, Power, Data) | QSOR-0003236
IMME size/duty mark — 25mm | 34.4263 |  | General Electrical (Cables, Containment, Power, Data) | QSOR-0003237
IMME duty band — FP400 Four Core |  | Sub Catergory | General Electrical (Cables, Containment, Power, Data)
IMME size/duty mark — 1.5mm | 16.1181 |  | General Electrical (Cables, Containment, Power, Data) | QSOR-0003238
IMME size/duty mark — 2.5mm | 15.978 |  | General Electrical (Cables, Containment, Power, Data) | QSOR-0003239
IMME size/duty mark — 4.0mm | 19.3871 |  | General Electrical (Cables, Containment, Power, Data) | QSOR-0003240
IMME size/duty mark — 6.0mm | 20.9198 |  | General Electrical (Cables, Containment, Power, Data) | QSOR-0003241
IMME size/duty mark — 10mm | 24.2811 |  | General Electrical (Cables, Containment, Power, Data) | QSOR-0003242
IMME size/duty mark — 16mm | 28.8904 |  | General Electrical (Cables, Containment, Power, Data) | QSOR-0003243
IMME size/duty mark — 25mm | 36.9197 |  | General Electrical (Cables, Containment, Power, Data) | QSOR-0003244
IMME duty band — FP600 Two Core |  | Sub Catergory | General Electrical (Cables, Containment, Power, Data)
IMME size/duty mark — 4.0mm | 19.2895 |  | General Electrical (Cables, Containment, Power, Data) | QSOR-0003245
IMME size/duty mark — 10mm | 23.2808 |  | General Electrical (Cables, Containment, Power, Data) | QSOR-0003246
IMME size/duty mark — 16mm | 28.8604 |  | General Electrical (Cables, Containment, Power, Data) | QSOR-0003247
IMME duty band — FP600 Three Core |  | Sub Catergory | General Electrical (Cables, Containment, Power, Data)
IMME size/duty mark — 4.0mm | 21.2171 |  | General Electrical (Cables, Containment, Power, Data) | QSOR-0003248
IMME size/duty mark — 6.0mm | 21.6826 |  | General Electrical (Cables, Containment, Power, Data) | QSOR-0003249
IMME size/duty mark — 10mm | 25.2459 |  | General Electrical (Cables, Containment, Power, Data) | QSOR-0003250
IMME size/duty mark — 16mm | 33.0962 |  | General Electrical (Cables, Containment, Power, Data) | QSOR-0003251
IMME size/duty mark — 25mm | 43.3539 |  | General Electrical (Cables, Containment, Power, Data) | QSOR-0003252
IMME size/duty mark — 35mm | 51.8376 |  | General Electrical (Cables, Containment, Power, Data) | QSOR-0003253
IMME size/duty mark — 50mm | 61.9163 |  | General Electrical (Cables, Containment, Power, Data) | QSOR-0003254
IMME size/duty mark — 70mm | 74.2896 |  | General Electrical (Cables, Containment, Power, Data) | QSOR-0003255
IMME size/duty mark — 95mm | 88.9556 |  | General Electrical (Cables, Containment, Power, Data) | QSOR-0003256
IMME duty band — FP600 Four Core |  | Sub Catergory | General Electrical (Cables, Containment, Power, Data)
IMME size/duty mark — 4.0mm | 25.2496 |  | General Electrical (Cables, Containment, Power, Data) | QSOR-0003257
IMME size/duty mark — 6.0mm | 25.7515 |  | General Electrical (Cables, Containment, Power, Data) | QSOR-0003258
IMME size/duty mark — 10mm | 30.0992 |  | General Electrical (Cables, Containment, Power, Data) | QSOR-0003259
IMME size/duty mark — 16mm | 39.343 |  | General Electrical (Cables, Containment, Power, Data) | QSOR-0003260
IMME size/duty mark — 25mm | 51.6665 |  | General Electrical (Cables, Containment, Power, Data) | QSOR-0003261
IMME size/duty mark — 35mm | 62.1175 |  | General Electrical (Cables, Containment, Power, Data) | QSOR-0003262
IMME size/duty mark — 50mm | 74.2104 |  | General Electrical (Cables, Containment, Power, Data) | QSOR-0003263
IMME size/duty mark — 70mm | 88.7766 |  | General Electrical (Cables, Containment, Power, Data) | QSOR-0003264
IMME size/duty mark — 95mm | 106.1305 |  | General Electrical (Cables, Containment, Power, Data) | QSOR-0003265
IMME size/duty mark — 120mm | 127.0408 |  | General Electrical (Cables, Containment, Power, Data) | QSOR-0003266
IMME size/duty mark — 150mm | 152.7763 |  | General Electrical (Cables, Containment, Power, Data) | QSOR-0003267
IMME size/duty mark — 185mm | 183.0837 |  | General Electrical (Cables, Containment, Power, Data) | QSOR-0003268
IMME size/duty mark — 240mm | 219.9016 |  | General Electrical (Cables, Containment, Power, Data) | QSOR-0003269
IMME size/duty mark — 300mm | 265.0446 |  | General Electrical (Cables, Containment, Power, Data) | QSOR-0003270
IMME size/duty mark — 400mm | 315.1433 |  | General Electrical (Cables, Containment, Power, Data) | QSOR-0003271
IMME PlugNet modular wiring system |  | CATERGORY | General Electrical (Cables, Containment, Power, Data)
Cable route (cable) |  | Sub Catergory | General Electrical (Cables, Containment, Power, Data)
IMME size/duty mark — 4.0mm 18 core armoured | 299.5236 |  | General Electrical (Cables, Containment, Power, Data) | QSOR-0003272
IMME size/duty mark — 4.0mm 24 core armoured | 301.5214 |  | General Electrical (Cables, Containment, Power, Data) | QSOR-0003273
IMME size/duty mark — 6.0mm 18 core armoured | 307.2712 |  | General Electrical (Cables, Containment, Power, Data) | QSOR-0003274
IMME size/duty mark — 6.0mm 24 core armoured | 304.8733 |  | General Electrical (Cables, Containment, Power, Data) | QSOR-0003275
IMME size/duty mark — 4.0mm 27 core armoured | 359.1527 |  | General Electrical (Cables, Containment, Power, Data) | QSOR-0003276
IMME size/duty mark — 6.0mm 27 core armoured | 378.3264 |  | General Electrical (Cables, Containment, Power, Data) | QSOR-0003277
IMME MetalLink prefinished cable system |  | Sub Catergory | General Electrical (Cables, Containment, Power, Data)
IMME size/duty mark — 4.0mm 18 core | 38.4546 |  | General Electrical (Cables, Containment, Power, Data) | QSOR-0003278
IMME size/duty mark — 4.0mm 24 core | 52.8922 |  | General Electrical (Cables, Containment, Power, Data) | QSOR-0003279
IMME size/duty mark — 4.0mm 27 core | 54.4475 |  | General Electrical (Cables, Containment, Power, Data) | QSOR-0003280
IMME size/duty mark — 6.0mm 18 core | 47.5722 |  | General Electrical (Cables, Containment, Power, Data) | QSOR-0003281
IMME size/duty mark — 6.0mm 27 core | 62.1345 |  | General Electrical (Cables, Containment, Power, Data) | QSOR-0003282
IMME component class (Single twisted pair) | 12.789 |  | General Electrical (Cables, Containment, Power, Data) | QSOR-0003283
IMME component class (Twin twisted pair) | 15.6043 |  | General Electrical (Cables, Containment, Power, Data) | QSOR-0003284
IMME size/duty mark — 3 WIRE EXTENDER Armoured |  | Sub Catergory | General Electrical (Cables, Containment, Power, Data)
IMME size/duty mark — 0.9 m | 76.8678 |  | General Electrical (Cables, Containment, Power, Data) | QSOR-0003285
IMME size/duty mark — 1.5 m | 87.9777 |  | General Electrical (Cables, Containment, Power, Data) | QSOR-0003286
IMME size/duty mark — 2.1 m | 97.9393 |  | General Electrical (Cables, Containment, Power, Data) | QSOR-0003287
IMME size/duty mark — 2.7 m | 109.1904 |  | General Electrical (Cables, Containment, Power, Data) | QSOR-0003288
IMME size/duty mark — 3.4 m | 121.6181 |  | General Electrical (Cables, Containment, Power, Data) | QSOR-0003289
IMME size/duty mark — 4.6 m | 144.6128 |  | General Electrical (Cables, Containment, Power, Data) | QSOR-0003290
IMME size/duty mark — 6.1 m | 181.9745 |  | General Electrical (Cables, Containment, Power, Data) | QSOR-0003291
IMME size/duty mark — 7.6 m | 193.8159 |  | General Electrical (Cables, Containment, Power, Data) | QSOR-0003292
IMME size/duty mark — 9.1 m | 221.0338 |  | General Electrical (Cables, Containment, Power, Data) | QSOR-0003293
IMME size/duty mark — 10.7 m | 249.837 |  | General Electrical (Cables, Containment, Power, Data) | QSOR-0003294
IMME size/duty mark — 4 WIRE EXTENDER Armoured |  | Sub Catergory | General Electrical (Cables, Containment, Power, Data)
IMME size/duty mark — 0.9 m | 81.9052 |  | General Electrical (Cables, Containment, Power, Data) | QSOR-0003295
IMME size/duty mark — 1.5 m | 94.4999 |  | General Electrical (Cables, Containment, Power, Data) | QSOR-0003296
IMME size/duty mark — 2.1 m | 106.1774 |  | General Electrical (Cables, Containment, Power, Data) | QSOR-0003297
IMME size/duty mark — 2.7 m | 119.2423 |  | General Electrical (Cables, Containment, Power, Data) | QSOR-0003298
IMME size/duty mark — 3.4 m | 132.797 |  | General Electrical (Cables, Containment, Power, Data) | QSOR-0003299
IMME size/duty mark — 4.6 m | 157.3651 |  | General Electrical (Cables, Containment, Power, Data) | QSOR-0003300
IMME size/duty mark — 6.1 m | 190.6906 |  | General Electrical (Cables, Containment, Power, Data) | QSOR-0003301
IMME size/duty mark — 7.6 m | 226.1191 |  | General Electrical (Cables, Containment, Power, Data) | QSOR-0003302
IMME size/duty mark — 9.1 m | 259.8229 |  | General Electrical (Cables, Containment, Power, Data) | QSOR-0003303
IMME size/duty mark — 10.7 m | 291.1682 |  | General Electrical (Cables, Containment, Power, Data) | QSOR-0003304
IMME size/duty mark — 3 WIRE EXTENDER UNArmoured |  | Sub Catergory | General Electrical (Cables, Containment, Power, Data)
IMME size/duty mark — 0.9 m | 40.6339 |  | General Electrical (Cables, Containment, Power, Data) | QSOR-0003305
IMME size/duty mark — 1.5 m | 46.688 |  | General Electrical (Cables, Containment, Power, Data) | QSOR-0003306
IMME size/duty mark — 2.1 m | 51.96 |  | General Electrical (Cables, Containment, Power, Data) | QSOR-0003307
IMME size/duty mark — 2.7 m | 57.5988 |  | General Electrical (Cables, Containment, Power, Data) | QSOR-0003308
IMME size/duty mark — 3.4 m | 64.2471 |  | General Electrical (Cables, Containment, Power, Data) | QSOR-0003309
IMME size/duty mark — 4.6 m | 76.5014 |  | General Electrical (Cables, Containment, Power, Data) | QSOR-0003310
IMME size/duty mark — 6.1 m | 91.6553 |  | General Electrical (Cables, Containment, Power, Data) | QSOR-0003311
IMME size/duty mark — 7.6 m | 101.6204 |  | General Electrical (Cables, Containment, Power, Data) | QSOR-0003312
IMME size/duty mark — 9.1 m | 116.8174 |  | General Electrical (Cables, Containment, Power, Data) | QSOR-0003313
IMME size/duty mark — 10.7 m | 131.5664 |  | General Electrical (Cables, Containment, Power, Data) | QSOR-0003314
IMME size/duty mark — 4 WIRE EXTENDER UNArmoured |  | Sub Catergory | General Electrical (Cables, Containment, Power, Data)
IMME size/duty mark — 0.9 m | 43.5634 |  | General Electrical (Cables, Containment, Power, Data) | QSOR-0003315
IMME size/duty mark — 1.5 m | 49.9682 |  | General Electrical (Cables, Containment, Power, Data) | QSOR-0003316
IMME size/duty mark — 2.1 m | 56.1816 |  | General Electrical (Cables, Containment, Power, Data) | QSOR-0003317
IMME size/duty mark — 2.7 m | 63.2685 |  | General Electrical (Cables, Containment, Power, Data) | QSOR-0003318
IMME size/duty mark — 3.4 m | 70.0206 |  | General Electrical (Cables, Containment, Power, Data) | QSOR-0003319
IMME size/duty mark — 4.6 m | 83.0885 |  | General Electrical (Cables, Containment, Power, Data) | QSOR-0003320
IMME size/duty mark — 6.1 m | 100.8823 |  | General Electrical (Cables, Containment, Power, Data) | QSOR-0003321
IMME size/duty mark — 7.6 m | 118.7008 |  | General Electrical (Cables, Containment, Power, Data) | QSOR-0003322
IMME size/duty mark — 9.1 m | 135.8365 |  | General Electrical (Cables, Containment, Power, Data) | QSOR-0003323
IMME size/duty mark — 10.7 m | 152.8402 |  | General Electrical (Cables, Containment, Power, Data) | QSOR-0003324
IMME FloorGrid underfloor lighting + power system |  | CATERGORY | General Electrical (Cables, Containment, Power, Data)
System interface components (components) |  | Sub Catergory | General Electrical (Cables, Containment, Power, Data)
IMME size/duty mark — 2 pole | 56.8977 |  | General Electrical (Cables, Containment, Power, Data) | QSOR-0003325
IMME size/duty mark — 4 pole | 62.2985 |  | General Electrical (Cables, Containment, Power, Data) | QSOR-0003326
IMME component class (Centre feed unit) | 270.5645 |  | General Electrical (Cables, Containment, Power, Data) | QSOR-0003327
IMME component class (End cover) | 31.2608 |  | General Electrical (Cables, Containment, Power, Data) | QSOR-0003328
IMME component class (Flexible elbow unit) | 128.9183 |  | General Electrical (Cables, Containment, Power, Data) | QSOR-0003329
IMME Support interface component (Fixing bracket) | 13.9305 |  | General Electrical (Cables, Containment, Power, Data) | QSOR-0003330
IMME Support interface component (Suspension Bracket) | 12.129 |  | General Electrical (Cables, Containment, Power, Data) | QSOR-0003331
IMME component class (prewired conduit) | 62.5973 |  | General Electrical (Cables, Containment, Power, Data) | QSOR-0003332
IMME size/duty mark — prewired conduit metalclad | 74.7884 |  | General Electrical (Cables, Containment, Power, Data) | QSOR-0003333
IMME component class (Push-button stations) |  | CATERGORY | General Electrical (Cables, Containment, Power, Data)
IMME size/duty mark — Push-button modules |  | Sub Catergory | General Electrical (Cables, Containment, Power, Data)
IMME component class (One button) | 154.6541 |  | General Electrical (Cables, Containment, Power, Data) | QSOR-0003334
IMME component class (Two button) | 160.9722 |  | General Electrical (Cables, Containment, Power, Data) | QSOR-0003335
IMME component class (Three button) | 202.6978 |  | General Electrical (Cables, Containment, Power, Data) | QSOR-0003336
IMME component class (Weatherproof junction box/enclosure) |  | CATERGORY | General Electrical (Cables, Containment, Power, Data)
IMME component class (Junction boxes) |  | Sub Catergory | General Electrical (Cables, Containment, Power, Data)
IMME size/duty mark — 190mm | 278.4146 |  | General Electrical (Cables, Containment, Power, Data) | QSOR-0003338
IMME size/duty mark — 280mm | 413.5804 |  | General Electrical (Cables, Containment, Power, Data) | QSOR-0003339
IMME size/duty mark — 380mm | 583.9759 |  | General Electrical (Cables, Containment, Power, Data) | QSOR-0003340
IMME size/duty mark — 560mm | 876.8401 |  | General Electrical (Cables, Containment, Power, Data) | QSOR-0003341
IMME LightPower final-circuit accessory system |  | CATERGORY | General Electrical (Cables, Containment, Power, Data)
Moulded final accessory (plastic switch) |  | Sub Catergory | General Electrical (Cables, Containment, Power, Data)
IMME size/duty mark — 1 gang | 34.0627 |  | General Electrical (Cables, Containment, Power, Data) | QSOR-0003342
IMME size/duty mark — 2 gang | 44.7577 |  | General Electrical (Cables, Containment, Power, Data) | QSOR-0003343
IMME size/duty mark — 3 gang | 68.4842 |  | General Electrical (Cables, Containment, Power, Data) | QSOR-0003344
IMME size/duty mark — 4 gang | 76.3685 |  | General Electrical (Cables, Containment, Power, Data) | QSOR-0003345
IMME size/duty mark — 6 gang | 108.9547 |  | General Electrical (Cables, Containment, Power, Data) | QSOR-0003346
IMME size/duty mark — 8 gang | 141.876 |  | General Electrical (Cables, Containment, Power, Data) | QSOR-0003347
IMME size/duty mark — 10 gang | 208.6845 |  | General Electrical (Cables, Containment, Power, Data) | QSOR-0003348
Metalclad final accessory (metalclad switch) |  | Sub Catergory | General Electrical (Cables, Containment, Power, Data)
IMME size/duty mark — 1 gang | 49.9119 |  | General Electrical (Cables, Containment, Power, Data) | QSOR-0003349
IMME size/duty mark — 2 gang | 58.192 |  | General Electrical (Cables, Containment, Power, Data) | QSOR-0003350
IMME size/duty mark — 3 gang | 82.6559 |  | General Electrical (Cables, Containment, Power, Data) | QSOR-0003351
IMME size/duty mark — 4 gang | 135.8826 |  | General Electrical (Cables, Containment, Power, Data) | QSOR-0003352
IMME size/duty mark — 6 gang | 216.2495 |  | General Electrical (Cables, Containment, Power, Data) | QSOR-0003353
IMME size/duty mark — 8 gang | 257.4619 |  | General Electrical (Cables, Containment, Power, Data) | QSOR-0003354
IMME size/duty mark — 9 gang | 325.0501 |  | General Electrical (Cables, Containment, Power, Data) | QSOR-0003355
IMME size/duty mark — 12 gang | 374.3173 |  | General Electrical (Cables, Containment, Power, Data) | QSOR-0003356
Lighting level control (dimmer switch) |  | Sub Catergory | General Electrical (Cables, Containment, Power, Data)
IMME size/duty mark — 1 gang | 70.1159 |  | General Electrical (Cables, Containment, Power, Data) | QSOR-0003357
IMME size/duty mark — 3 gang | 88.376 |  | General Electrical (Cables, Containment, Power, Data) | QSOR-0003358
IMME size/duty mark — 4 gang | 113.2523 |  | General Electrical (Cables, Containment, Power, Data) | QSOR-0003359
Ceiling lighting connection (ceiling rose) |  | Sub Catergory | General Electrical (Cables, Containment, Power, Data)
IMME component class (Standard plastic) | 27.269 |  | General Electrical (Cables, Containment, Power, Data) | QSOR-0003360
IMME Socket interface (Plastic socket outlets) |  | Sub Catergory | General Electrical (Cables, Containment, Power, Data)
IMME size/duty mark — 1 gang | 24.163 |  | General Electrical (Cables, Containment, Power, Data) | QSOR-0003361
IMME size/duty mark — 2 gang | 27.1208 |  | General Electrical (Cables, Containment, Power, Data) | QSOR-0003362
IMME size/duty mark — 1 gang switched | 27.2298 |  | General Electrical (Cables, Containment, Power, Data) | QSOR-0003363
IMME size/duty mark — 2 gang switched | 30.9232 |  | General Electrical (Cables, Containment, Power, Data) | QSOR-0003364
IMME Socket interface (Galvanised socket outlets) |  | Sub Catergory | General Electrical (Cables, Containment, Power, Data)
IMME size/duty mark — 1 gang | 37.5534 |  | General Electrical (Cables, Containment, Power, Data) | QSOR-0003365
IMME size/duty mark — 2 gang | 52.5073 |  | General Electrical (Cables, Containment, Power, Data) | QSOR-0003366
IMME size/duty mark — 1 gang switched | 43.2659 |  | General Electrical (Cables, Containment, Power, Data) | QSOR-0003367
IMME size/duty mark — 2 gang switched | 60.7961 |  | General Electrical (Cables, Containment, Power, Data) | QSOR-0003368
IMME Socket interface (Galvanised neon socket outlets) |  | Sub Catergory | General Electrical (Cables, Containment, Power, Data)
IMME size/duty mark — 1 gang switched | 61.8176 |  | General Electrical (Cables, Containment, Power, Data) | QSOR-0003369
IMME size/duty mark — 2 gang switched | 98.0581 |  | General Electrical (Cables, Containment, Power, Data) | QSOR-0003370
IMME component class (Standard plugs) |  | Sub Catergory | General Electrical (Cables, Containment, Power, Data)
IMME size/duty mark — 13 amp | 19.8869 |  | General Electrical (Cables, Containment, Power, Data) | QSOR-0003371
IMME duty band — IP66 Watertight Outdoor Socket/Plug |  | Sub Catergory | General Electrical (Cables, Containment, Power, Data)
IMME size/duty mark — 16 amp | 40.1864 |  | General Electrical (Cables, Containment, Power, Data) | QSOR-0003372
IMME size/duty mark — 32 amp | 61.5803 |  | General Electrical (Cables, Containment, Power, Data) | QSOR-0003373
IMME size/duty mark — 63 amp | 136.9172 |  | General Electrical (Cables, Containment, Power, Data) | QSOR-0003374
IMME size/duty mark — 125 amp | 309.9722 |  | General Electrical (Cables, Containment, Power, Data) | QSOR-0003375
IMME component class (Standard-finish floor boxes) |  | Sub Catergory | General Electrical (Cables, Containment, Power, Data)
IMME size/duty mark — 3 compartment | 136.6566 |  | General Electrical (Cables, Containment, Power, Data) | QSOR-0003376
IMME size/duty mark — 4 compartment | 161.2295 |  | General Electrical (Cables, Containment, Power, Data) | QSOR-0003377
IMME size/duty mark — Floor grommet | 105.8682 |  | General Electrical (Cables, Containment, Power, Data) | QSOR-0003378
IMME component class (Connection units) |  | Sub Catergory | General Electrical (Cables, Containment, Power, Data)
IMME Final accessory component (DP switched) | 28.98 |  | General Electrical (Cables, Containment, Power, Data) | QSOR-0003379
IMME Final accessory component (Unswitched) | 34.4502 |  | General Electrical (Cables, Containment, Power, Data) | QSOR-0003380
IMME Final accessory component (DP switched with neon indicator) | 37.0091 |  | General Electrical (Cables, Containment, Power, Data) | QSOR-0003381
IMME component class (Galvanised connection units) |  | Sub Catergory | General Electrical (Cables, Containment, Power, Data)
IMME Final accessory component (DP switched) | 45.3416 |  | General Electrical (Cables, Containment, Power, Data) | QSOR-0003382
IMME Final accessory component (Unswitched) | 44.8718 |  | General Electrical (Cables, Containment, Power, Data) | QSOR-0003383
IMME Final accessory component (DP switched with neon indicator) | 57.8544 |  | General Electrical (Cables, Containment, Power, Data) | QSOR-0003384
IMME Socket interface (Shaver sockets) |  | Sub Catergory | General Electrical (Cables, Containment, Power, Data)
IMME size/duty mark — Surface type with moulded plastic box | 85.7697 |  | General Electrical (Cables, Containment, Power, Data) | QSOR-0003385
IMME Branch node component (Flush type with galvanized steel box) | 93.9867 |  | General Electrical (Cables, Containment, Power, Data) | QSOR-0003386
IMME component class (Cooker control units) |  | Sub Catergory | General Electrical (Cables, Containment, Power, Data)
IMME size/duty mark — Surface mounted with mounting box | 110.2885 |  | General Electrical (Cables, Containment, Power, Data) | QSOR-0003387
IMME size/duty mark — Flush mounted with galvanized steel box | 107.2348 |  | General Electrical (Cables, Containment, Power, Data) | QSOR-0003388
IMME component class (Thermostats) |  | Sub Catergory | General Electrical (Cables, Containment, Power, Data)
IMME component class (Standard accessories) | 90.9429 |  | General Electrical (Cables, Containment, Power, Data) | QSOR-0003389
IMME Final accessory component (Switch disconnectors) |  | Sub Catergory | General Electrical (Cables, Containment, Power, Data)
IMME size/duty mark — 16 amp | 96.0022 |  | General Electrical (Cables, Containment, Power, Data) | QSOR-0003390
IMME size/duty mark — 25 amp | 98.7453 |  | General Electrical (Cables, Containment, Power, Data) | QSOR-0003391
IMME size/duty mark — 40 amp | 143.5834 |  | General Electrical (Cables, Containment, Power, Data) | QSOR-0003392
IMME size/duty mark — 63 amp | 206.8505 |  | General Electrical (Cables, Containment, Power, Data) | QSOR-0003393
IMME size/duty mark — 80 amp | 348.5276 |  | General Electrical (Cables, Containment, Power, Data) | QSOR-0003394
IMME LightSense lighting-control system (project-specific budget) |  | CATERGORY | Lighting & Luminaires (Split Actual Fitting Cost onto OFCI/CFCI if Known)
Presence/daylight sensor class |  | Sub Catergory | Lighting & Luminaires (Split Actual Fitting Cost onto OFCI/CFCI if Known)
IMME component class (presence sensor) | 110.1014 |  | Lighting & Luminaires (Split Actual Fitting Cost onto OFCI/CFCI if Known) | QSOR-0003395
IMME component class (combined presence/daylight sensor) | 146.4976 |  | Lighting & Luminaires (Split Actual Fitting Cost onto OFCI/CFCI if Known) | QSOR-0003396
Lighting-control module class |  | Sub Catergory | Lighting & Luminaires (Split Actual Fitting Cost onto OFCI/CFCI if Known)
IMME component class (4-channel lighting-control module) | 410.3283 |  | Lighting & Luminaires (Split Actual Fitting Cost onto OFCI/CFCI if Known) | QSOR-0003397
IMME component class (8-channel lighting-control module) | 683.2719 |  | Lighting & Luminaires (Split Actual Fitting Cost onto OFCI/CFCI if Known) | QSOR-0003398
IMME component class (12-channel lighting-control module) | 1001.706 |  | Lighting & Luminaires (Split Actual Fitting Cost onto OFCI/CFCI if Known) | QSOR-0003399
DALI controller/gateway class |  | Sub Catergory | Lighting & Luminaires (Split Actual Fitting Cost onto OFCI/CFCI if Known)
IMME component class (single-line DALI controller/gateway) | 637.8431 |  | Lighting & Luminaires (Split Actual Fitting Cost onto OFCI/CFCI if Known) | QSOR-0003400
IMME component class (dual-line DALI controller/gateway) | 865.3182 |  | Lighting & Luminaires (Split Actual Fitting Cost onto OFCI/CFCI if Known) | QSOR-0003401
Scene-control interface class |  | Sub Catergory | Lighting & Luminaires (Split Actual Fitting Cost onto OFCI/CFCI if Known)
IMME component class (4-scene control interface) | 164.6848 |  | Lighting & Luminaires (Split Actual Fitting Cost onto OFCI/CFCI if Known) | QSOR-0003402
IMME component class (8-scene control interface) | 319.3584 |  | Lighting & Luminaires (Split Actual Fitting Cost onto OFCI/CFCI if Known) | QSOR-0003403
Lighting-control panel class |  | Sub Catergory | Lighting & Luminaires (Split Actual Fitting Cost onto OFCI/CFCI if Known)
IMME component class (small lighting-control panel) | 1820.6173 |  | Lighting & Luminaires (Split Actual Fitting Cost onto OFCI/CFCI if Known) | QSOR-0003404
IMME component class (medium lighting-control panel) | 3640.3219 |  | Lighting & Luminaires (Split Actual Fitting Cost onto OFCI/CFCI if Known) | QSOR-0003405
IMME component class (large lighting-control panel) | 7279.7312 |  | Lighting & Luminaires (Split Actual Fitting Cost onto OFCI/CFCI if Known) | QSOR-0003406
Lighting commissioning/integration band |  | Sub Catergory | Lighting & Luminaires (Split Actual Fitting Cost onto OFCI/CFCI if Known)
IMME component class (small-system lighting commissioning) | 1361.3576 |  | Lighting & Luminaires (Split Actual Fitting Cost onto OFCI/CFCI if Known) | QSOR-0003407
IMME component class (medium-system lighting commissioning) | 2721.8052 |  | Lighting & Luminaires (Split Actual Fitting Cost onto OFCI/CFCI if Known) | QSOR-0003408
IMME component class (large-system lighting commissioning) | 5442.7007 |  | Lighting & Luminaires (Split Actual Fitting Cost onto OFCI/CFCI if Known) | QSOR-0003409
IMME SecureAccess entry-control system |  | CATERGORY | CCTV, Access control and Security Systems
Field sensing/control devices (field devices) |  | Sub Catergory | CCTV, Access control and Security Systems
IMME component class (Proximity reader) | 226.8327 |  | CCTV, Access control and Security Systems | QSOR-0003411
IMME component class (Exit button) | 95.9494 |  | CCTV, Access control and Security Systems | QSOR-0003412
IMME component class (Exit PIR) | 279.617 |  | CCTV, Access control and Security Systems | QSOR-0003413
IMME component class (Emergency break glass) | 87.4969 |  | CCTV, Access control and Security Systems | QSOR-0003414
IMME Alarm interface (Alarm contact flush) | 50.0719 |  | CCTV, Access control and Security Systems | QSOR-0003415
IMME Alarm interface (Alarm contact surface) | 49.9807 |  | CCTV, Access control and Security Systems | QSOR-0003416
IMME component class (Reader interface) | 672.2811 |  | CCTV, Access control and Security Systems | QSOR-0003417
IMME component class (Rechargeable battery 12 volt) | 29.2995 |  | CCTV, Access control and Security Systems | QSOR-0003418
IMME size/duty mark — Monitored magnetic lock | 240.8151 |  | CCTV, Access control and Security Systems | QSOR-0003419
IMME size/duty mark — Double monitored magnetic lock | 475.1225 |  | CCTV, Access control and Security Systems | QSOR-0003420
IMME size/duty mark — 12 V electric fail safe | 257.4346 |  | CCTV, Access control and Security Systems | QSOR-0003421
IMME SecureSense intruder alarm + CCTV system |  | CATERGORY | CCTV, Access control and Security Systems
Intruder alarm devices |  | Sub Catergory | CCTV, Access control and Security Systems
IMME Alarm interface (Alarm contact flush) | 50.9652 |  | CCTV, Access control and Security Systems | QSOR-0003423
IMME Alarm interface (Alarm contact surface) | 51.154 |  | CCTV, Access control and Security Systems | QSOR-0003424
IMME component class (Roller shutter contact) | 70.2012 |  | CCTV, Access control and Security Systems | QSOR-0003425
IMME component class (Personal attack button) | 72.8965 |  | CCTV, Access control and Security Systems | QSOR-0003426
IMME Detection device (Acoustic break glass detectors) | 124.6477 |  | CCTV, Access control and Security Systems | QSOR-0003427
IMME Detection device (Vibration detectors) | 135.9793 |  | CCTV, Access control and Security Systems | QSOR-0003428
IMME size/duty mark — 12 m PIR detector | 124.1572 |  | CCTV, Access control and Security Systems | QSOR-0003429
IMME size/duty mark — 15 m dual detector | 165.2134 |  | CCTV, Access control and Security Systems | QSOR-0003430
IMME size/duty mark — 8 zone alarm panel | 667.4524 |  | CCTV, Access control and Security Systems | QSOR-0003431
IMME size/duty mark — 8-24 zone end station | 698.0844 |  | CCTV, Access control and Security Systems | QSOR-0003432
IMME component class (Remote keypad) | 262.3469 |  | CCTV, Access control and Security Systems | QSOR-0003433
IMME size/duty mark — 8 zone expansion | 200.2484 |  | CCTV, Access control and Security Systems | QSOR-0003434
IMME component class (Final exit set button) | 56.5929 |  | CCTV, Access control and Security Systems | QSOR-0003435
IMME component class (Self-contained external sounder) | 215.3105 |  | CCTV, Access control and Security Systems | QSOR-0003436
IMME component class (Internal loudspeaker) | 109.933 |  | CCTV, Access control and Security Systems | QSOR-0003437
CCTV devices |  | Sub Catergory | CCTV, Access control and Security Systems
IMME component class (Vandal-resistant camera) | 407.0876 |  | CCTV, Access control and Security Systems | QSOR-0003439
IMME component class (External camera) | 772.905 |  | CCTV, Access control and Security Systems | QSOR-0003440
IMME component class (Auto dome external) | 1556.972 |  | CCTV, Access control and Security Systems | QSOR-0003441
IMME component class (Auto dome internal) | 731.7485 |  | CCTV, Access control and Security Systems | QSOR-0003442
IMME component class (Mini internal domes) | 1066.8511 |  | CCTV, Access control and Security Systems | QSOR-0003443
IMME Board/panel assembly (Master keyboard) | 425.9265 |  | CCTV, Access control and Security Systems | QSOR-0003444
IMME component class (IP camera channel licence) | 126.2266 |  | CCTV, Access control and Security Systems | QSOR-0003445
IMME SecureCore central management + recording system |  | CATERGORY | CCTV, Access control and Security Systems
Network video recorder channel band |  | Sub Catergory | CCTV, Access control and Security Systems
IMME duty band — NVR-08, nominal 8-channel NVR class | 318.3564 |  | CCTV, Access control and Security Systems | QSOR-0003446
IMME duty band — NVR-16, nominal 16-channel NVR class | 454.4049 |  | CCTV, Access control and Security Systems | QSOR-0003447
IMME duty band — NVR-32, nominal 32-channel NVR class | 817.2009 |  | CCTV, Access control and Security Systems | QSOR-0003448
Video-management software channel band |  | Sub Catergory | CCTV, Access control and Security Systems
IMME duty band — VMS-08, nominal 8-channel VMS licence class | 894.585 |  | CCTV, Access control and Security Systems | QSOR-0003449
IMME duty band — VMS-16, nominal 16-channel VMS licence class | 1788.2507 |  | CCTV, Access control and Security Systems | QSOR-0003450
IMME duty band — VMS-32, nominal 32-channel VMS licence class | 3575.5913 |  | CCTV, Access control and Security Systems | QSOR-0003451
Security controller + PSU capacity band |  | Sub Catergory | CCTV, Access control and Security Systems
IMME component class (2-door access controller) | 726.5143 |  | CCTV, Access control and Security Systems | QSOR-0003452
IMME component class (4-door access controller) | 1089.3167 |  | CCTV, Access control and Security Systems | QSOR-0003453
IMME component class (8-door access controller) | 1814.921 |  | CCTV, Access control and Security Systems | QSOR-0003454
IMME component class (4A security PSU) | 227.6613 |  | CCTV, Access control and Security Systems | QSOR-0003455
IMME component class (8A security PSU) | 318.3618 |  | CCTV, Access control and Security Systems | QSOR-0003456
IMME component class (16A security PSU) | 454.4127 |  | CCTV, Access control and Security Systems | QSOR-0003457
Security display + intercom equipment class |  | Sub Catergory | CCTV, Access control and Security Systems
IMME component class (24 inch security monitor) | 227.6771 |  | CCTV, Access control and Security Systems | QSOR-0003458
IMME component class (32 inch security monitor) | 363.7373 |  | CCTV, Access control and Security Systems | QSOR-0003459
IMME component class (43 inch security monitor) | 590.5044 |  | CCTV, Access control and Security Systems | QSOR-0003460
IMME component class (single-door audio intercom set) | 545.151 |  | CCTV, Access control and Security Systems | QSOR-0003461
IMME component class (single-door IP video intercom set) | 817.2718 |  | CCTV, Access control and Security Systems | QSOR-0003462
IMME component class (multi-door/master intercom set) | 1633.6332 |  | CCTV, Access control and Security Systems | QSOR-0003463
IMME ConnectNet telecoms + data system |  | CATERGORY | ICT / Communications, TV and Data
Cable route (cable) |  | Sub Catergory | ICT / Communications, TV and Data
IMME size/duty mark — 3 pair | 2.2511 |  | ICT / Communications, TV and Data | QSOR-0003465
IMME size/duty mark — 4 pair | 2.3742 |  | ICT / Communications, TV and Data | QSOR-0003466
IMME size/duty mark — 6 pair | 2.6919 |  | ICT / Communications, TV and Data | QSOR-0003467
IMME size/duty mark — 10 pair | 3.8895 |  | ICT / Communications, TV and Data | QSOR-0003468
IMME size/duty mark — 15 pair | 4.7749 |  | ICT / Communications, TV and Data | QSOR-0003469
IMME size/duty mark — 20 pair | 5.35 |  | ICT / Communications, TV and Data | QSOR-0003470
IMME size/duty mark — 25 pair | 6.7006 |  | ICT / Communications, TV and Data | QSOR-0003471
IMME size/duty mark — 40 pair | 7.7439 |  | ICT / Communications, TV and Data | QSOR-0003472
IMME size/duty mark — 50 pair | 9.2617 |  | ICT / Communications, TV and Data | QSOR-0003473
IMME size/duty mark — 80 pair | 10.7732 |  | ICT / Communications, TV and Data | QSOR-0003474
IMME size/duty mark — 100 pair | 14.9433 |  | ICT / Communications, TV and Data | QSOR-0003475
IMME component class (Plastic telephone outlets) |  | Sub Catergory | ICT / Communications, TV and Data
IMME size/duty mark — Single master outlet | 26.983 |  | ICT / Communications, TV and Data | QSOR-0003476
IMME component class (Single secondary outlet) | 23.9224 |  | ICT / Communications, TV and Data | QSOR-0003477
IMME component class (Chrome telephone outlets) |  | Sub Catergory | ICT / Communications, TV and Data
IMME size/duty mark — Single master outlet | 34.879 |  | ICT / Communications, TV and Data | QSOR-0003478
IMME component class (Single secondary outlet) | 36.7039 |  | ICT / Communications, TV and Data | QSOR-0003479
IMME component class (Patch panels) |  | Sub Catergory | ICT / Communications, TV and Data
IMME size/duty mark — 25 port | 196.8341 |  | ICT / Communications, TV and Data | QSOR-0003480
IMME size/duty mark — 50 port | 312.7703 |  | ICT / Communications, TV and Data | QSOR-0003481
IMME Socket interface (TV coax socket outlets) |  | Sub Catergory | ICT / Communications, TV and Data
IMME size/duty mark — One way | 28.9978 |  | ICT / Communications, TV and Data | QSOR-0003482
IMME size/duty mark — Two way | 34.1774 |  | ICT / Communications, TV and Data | QSOR-0003483
IMME size/duty mark — One way isolated | 38.9879 |  | ICT / Communications, TV and Data | QSOR-0003484
IMME size/duty mark — Two way isolated | 47.5696 |  | ICT / Communications, TV and Data | QSOR-0003485
IMME component class (Copper data cabling) |  | Sub Catergory | ICT / Communications, TV and Data
IMME size/duty mark — 4Pair 5.6mm | 2.136 |  | ICT / Communications, TV and Data | QSOR-0003486
IMME component class (Data outlet plates) |  | Sub Catergory | ICT / Communications, TV and Data
IMME size/duty mark — One gang PVC | 15.2661 |  | ICT / Communications, TV and Data | QSOR-0003487
IMME size/duty mark — Two gang PVC | 20.8255 |  | ICT / Communications, TV and Data | QSOR-0003488
IMME size/duty mark — Four gang PVC | 37.2859 |  | ICT / Communications, TV and Data | QSOR-0003489
IMME size/duty mark — One gang brass | 37.7611 |  | ICT / Communications, TV and Data | QSOR-0003490
IMME size/duty mark — Two gang brass | 44.4124 |  | ICT / Communications, TV and Data | QSOR-0003491
Metalclad data outlet plate (data plate) |  | Sub Catergory | ICT / Communications, TV and Data
IMME size/duty mark — One gang metal clad | 28.5507 |  | ICT / Communications, TV and Data | QSOR-0003492
IMME size/duty mark — Two gang metal clad | 38.6522 |  | ICT / Communications, TV and Data | QSOR-0003493
IMME component class (Copper Patch Leads RJ45) |  | Sub Catergory | ICT / Communications, TV and Data
IMME size/duty mark — 1 m length | 8.976 |  | ICT / Communications, TV and Data | QSOR-0003494
IMME size/duty mark — 3 m length | 10.555 |  | ICT / Communications, TV and Data | QSOR-0003495
IMME size/duty mark — 5 m length | 12.6394 |  | ICT / Communications, TV and Data | QSOR-0003496
IMME size/duty mark — 7 m length | 15.3002 |  | ICT / Communications, TV and Data | QSOR-0003497
IMME Cable route/component (Fibre optic cable) |  | Sub Catergory | ICT / Communications, TV and Data
IMME size/duty mark — 4 core | 7.2629 |  | ICT / Communications, TV and Data | QSOR-0003498
IMME size/duty mark — 8 core | 8.7536 |  | ICT / Communications, TV and Data | QSOR-0003499
IMME size/duty mark — 12 core | 9.6297 |  | ICT / Communications, TV and Data | QSOR-0003500
IMME size/duty mark — 16 core | 10.6448 |  | ICT / Communications, TV and Data | QSOR-0003501
IMME size/duty mark — 24 core | 11.7926 |  | ICT / Communications, TV and Data | QSOR-0003502
IMME Connection interface component (Fibre connectors) |  | Sub Catergory | ICT / Communications, TV and Data
IMME component class (Singlemode) | 22.6187 |  | ICT / Communications, TV and Data | QSOR-0003503
IMME component class (Duplex) | 26.1128 |  | ICT / Communications, TV and Data | QSOR-0003504
IMME size/duty mark — 8 way | 143.3753 |  | ICT / Communications, TV and Data | QSOR-0003505
IMME size/duty mark — 16 way | 204.3771 |  | ICT / Communications, TV and Data | QSOR-0003506
IMME size/duty mark — 24 way | 275.1361 |  | ICT / Communications, TV and Data | QSOR-0003507
IMME component class (Fibre patch leads) |  | Sub Catergory | ICT / Communications, TV and Data
IMME size/duty mark — 1 m length | 41.5465 |  | ICT / Communications, TV and Data | QSOR-0003508
IMME size/duty mark — 3 m length | 39.1055 |  | ICT / Communications, TV and Data | QSOR-0003509
IMME size/duty mark — 5 m length | 42.2859 |  | ICT / Communications, TV and Data | QSOR-0003510
IMME ConnectNet cabinet + active network system |  | CATERGORY | ICT / Communications, TV and Data
Network cabinet/rack capacity band |  | Sub Catergory | ICT / Communications, TV and Data
IMME component class (12U wall-mounted data cabinet) | 319.6502 |  | ICT / Communications, TV and Data | QSOR-0003511
IMME component class (24U floor-standing data cabinet) | 547.3193 |  | ICT / Communications, TV and Data | QSOR-0003512
IMME component class (42U floor-standing data cabinet) | 729.4545 |  | ICT / Communications, TV and Data | QSOR-0003513
Fibre termination panel capacity band |  | Sub Catergory | ICT / Communications, TV and Data
IMME duty band — FTP-12F, nominal 12-fibre termination panel | 110.1928 |  | ICT / Communications, TV and Data | QSOR-0003514
IMME duty band — FTP-24F, nominal 24-fibre termination panel | 164.8322 |  | ICT / Communications, TV and Data | QSOR-0003515
IMME duty band — FTP-48F, nominal 48-fibre termination panel | 274.1113 |  | ICT / Communications, TV and Data | QSOR-0003516
Managed network-switch port band |  | Sub Catergory | ICT / Communications, TV and Data
IMME component class (24-port managed non-PoE switch) | 319.6374 |  | ICT / Communications, TV and Data | QSOR-0003517
IMME component class (24-port managed PoE switch) | 592.8292 |  | ICT / Communications, TV and Data | QSOR-0003518
IMME component class (48-port managed PoE switch) | 1093.6812 |  | ICT / Communications, TV and Data | QSOR-0003519
Wireless access-point class |  | Sub Catergory | ICT / Communications, TV and Data
IMME component class (standard enterprise wireless access point) | 200.681 |  | ICT / Communications, TV and Data | QSOR-0003520
IMME component class (high-density enterprise wireless access point) | 364.1294 |  | ICT / Communications, TV and Data | QSOR-0003521
Fibre termination + splice enclosure class |  | Sub Catergory | ICT / Communications, TV and Data
IMME component class (1U fibre termination/splice enclosure) | 228.5899 |  | ICT / Communications, TV and Data | QSOR-0003522
IMME component class (2U high-density fibre termination/splice enclosure) | 410.7309 |  | ICT / Communications, TV and Data | QSOR-0003523
IMME MediaNet audio-visual system (project-specific budget) |  | CATERGORY | ICT / Communications, TV and Data
Display/screen class |  | Sub Catergory | ICT / Communications, TV and Data
IMME component class (55-inch commercial display) | 820.4563 |  | ICT / Communications, TV and Data | QSOR-0003524
IMME component class (75-inch commercial display) | 1639.9991 |  | ICT / Communications, TV and Data | QSOR-0003525
IMME component class (86-inch commercial display) | 3188.0244 |  | ICT / Communications, TV and Data | QSOR-0003526
AV input/interface point |  | Sub Catergory | ICT / Communications, TV and Data
IMME component class (standard AV input/interface point) | 183.0559 |  | ICT / Communications, TV and Data | QSOR-0003527
IMME component class (USB-C/HDMI active AV input/interface point) | 456.2695 |  | ICT / Communications, TV and Data | QSOR-0003528
AV matrix/controller class |  | Sub Catergory | ICT / Communications, TV and Data
IMME component class (4x4 AV matrix/controller) | 1366.8612 |  | ICT / Communications, TV and Data | QSOR-0003529
IMME component class (8x8 AV matrix/controller) | 2732.8091 |  | ICT / Communications, TV and Data | QSOR-0003530
IMME component class (16x16 AV matrix/controller) | 5464.7045 |  | ICT / Communications, TV and Data | QSOR-0003531
AV rack/equipment cabinet |  | Sub Catergory | ICT / Communications, TV and Data
IMME component class (small AV equipment rack) | 911.4889 |  | ICT / Communications, TV and Data | QSOR-0003532
IMME component class (large AV equipment rack) | 1639.949 |  | ICT / Communications, TV and Data | QSOR-0003533
AV signal-distribution equipment |  | Sub Catergory | ICT / Communications, TV and Data
IMME component class (small AV signal-distribution set) | 729.4123 |  | ICT / Communications, TV and Data | QSOR-0003534
IMME component class (large AV signal-distribution set) | 1366.8486 |  | ICT / Communications, TV and Data | QSOR-0003535
Room-control interface |  | Sub Catergory | ICT / Communications, TV and Data
IMME component class (standard room-control interface) | 1366.9588 |  | ICT / Communications, TV and Data | QSOR-0003536
IMME component class (integrated room-control interface) | 2277.6556 |  | ICT / Communications, TV and Data | QSOR-0003537
IMME ShadeControl powered-blind system (project-specific budget) |  | CATERGORY | Powered Blinds
Blind motor class |  | Sub Catergory | Powered Blinds
IMME component class (standard powered-blind motor) | 228.5736 |  | Powered Blinds | QSOR-0003538
IMME component class (heavy-duty powered-blind motor) | 365.1697 |  | Powered Blinds | QSOR-0003539
Local blind-control interface |  | Sub Catergory | Powered Blinds
IMME component class (single-blind local control interface) | 73.769 |  | Powered Blinds | QSOR-0003540
IMME component class (multi-channel local control interface) | 137.5175 |  | Powered Blinds | QSOR-0003541
Group blind controller |  | Sub Catergory | Powered Blinds
IMME component class (small group blind controller) | 228.5912 |  | Powered Blinds | QSOR-0003542
IMME component class (multi-zone blind controller) | 456.2688 |  | Powered Blinds | QSOR-0003543
Blind power-supply unit |  | Sub Catergory | Powered Blinds
IMME component class (single-blind power-supply unit) | 137.5124 |  | Powered Blinds | QSOR-0003544
IMME component class (multi-blind power-supply unit) | 274.1116 |  | Powered Blinds | QSOR-0003545
BMS/lighting integration interface |  | Sub Catergory | Powered Blinds
IMME component class (single-zone blind integration interface) | 456.2385 |  | Powered Blinds | QSOR-0003546
IMME component class (multi-zone blind integration interface) | 911.5633 |  | Powered Blinds | QSOR-0003547
IMME CareSense nurse-call system (project-specific budget) |  | CATERGORY | Nurse Call Specialist Systems
Bedhead call-point class |  | Sub Catergory | Nurse Call Specialist Systems
IMME component class (standard bedhead call point) | 110.1873 |  | Nurse Call Specialist Systems | QSOR-0003548
IMME component class (ceiling pull-cord call point) | 82.8689 |  | Nurse Call Specialist Systems | QSOR-0003549
Overdoor indicator class |  | Sub Catergory | Nurse Call Specialist Systems
IMME component class (overdoor indicator with sounder) | 101.0801 |  | Nurse Call Specialist Systems | QSOR-0003550
Staff reset/cancel unit |  | Sub Catergory | Nurse Call Specialist Systems
IMME component class (staff reset/cancel unit) | 91.9755 |  | Nurse Call Specialist Systems | QSOR-0003551
Nurse-call controller class |  | Sub Catergory | Nurse Call Specialist Systems
IMME component class (4-area nurse-call controller/package) | 1366.9407 |  | Nurse Call Specialist Systems | QSOR-0003552
IMME component class (8-area nurse-call controller/package) | 2368.6941 |  | Nurse Call Specialist Systems | QSOR-0003553
Display/annunciator class |  | Sub Catergory | Nurse Call Specialist Systems
IMME component class (nurse-call display/annunciator) | 319.6373 |  | Nurse Call Specialist Systems | QSOR-0003554
Nurse-call PSU/interface equipment |  | Sub Catergory | Nurse Call Specialist Systems
IMME component class (nurse-call PSU/interface unit) | 456.2511 |  | Nurse Call Specialist Systems | QSOR-0003555
IMME component class (nurse-call system interface/programming module) | 410.7173 |  | Nurse Call Specialist Systems | QSOR-0003556
IMME FireSense detection + alarm system |  | CATERGORY | Fire Detection & Alarm incl. Disabled Alarm
Field sensing/control devices (field devices) |  | Sub Catergory | Fire Detection & Alarm incl. Disabled Alarm
IMME component class (Single loop control panel) | 800.472 |  | Fire Detection & Alarm incl. Disabled Alarm | QSOR-0003558
IMME size/duty mark — Single loop (flush mounted) | 723.3152 |  | Fire Detection & Alarm incl. Disabled Alarm | QSOR-0003559
IMME component class (Loop extension card (1 loop)) | 511.9989 |  | Fire Detection & Alarm incl. Disabled Alarm | QSOR-0003560
IMME component class (Double loop control panel) | 1182.923 |  | Fire Detection & Alarm incl. Disabled Alarm | QSOR-0003561
IMME size/duty mark — Double loop (flush mounted) | 1245.5305 |  | Fire Detection & Alarm incl. Disabled Alarm | QSOR-0003562
IMME component class (Standard network card) | 756.1491 |  | Fire Detection & Alarm incl. Disabled Alarm | QSOR-0003563
IMME component class (Focus repeater with controls) | 660.2525 |  | Fire Detection & Alarm incl. Disabled Alarm | QSOR-0003564
IMME component class (Call point) | 86.3464 |  | Fire Detection & Alarm incl. Disabled Alarm | QSOR-0003565
IMME component class (Call point External) | 268.4415 |  | Fire Detection & Alarm incl. Disabled Alarm | QSOR-0003566
IMME size/duty mark — Smoke with mounting base | 58.3984 |  | Fire Detection & Alarm incl. Disabled Alarm | QSOR-0003567
IMME size/duty mark — Smoke optical with mounting base | 55.2998 |  | Fire Detection & Alarm incl. Disabled Alarm | QSOR-0003568
IMME component class (mounting base) | 62.1615 |  | Fire Detection & Alarm incl. Disabled Alarm | QSOR-0003569
IMME Detection device (Duct detector including optical smoke Detector) | 432.0802 |  | Fire Detection & Alarm incl. Disabled Alarm | QSOR-0003570
IMME component class (Intelligent wall sounder beacon) | 168.4349 |  | Fire Detection & Alarm incl. Disabled Alarm | QSOR-0003571
IMME component class (Waterproof intelligent sounder beacon) | 260.092 |  | Fire Detection & Alarm incl. Disabled Alarm | QSOR-0003572
IMME component class (Siren) | 166.9715 |  | Fire Detection & Alarm incl. Disabled Alarm | QSOR-0003573
IMME component class (Magnetic Door Holder) | 139.9872 |  | Fire Detection & Alarm incl. Disabled Alarm | QSOR-0003574
IMME component class (Loop expander card) | 170.2277 |  | Fire Detection & Alarm incl. Disabled Alarm | QSOR-0003575
IMME component class (Repeater panel) | 1831.602 |  | Fire Detection & Alarm incl. Disabled Alarm | QSOR-0003576
IMME component class (Mains powered Interface Unit) | 1656.1421 |  | Fire Detection & Alarm incl. Disabled Alarm | QSOR-0003577
IMME component class (Loop powered Interface Unit) | 397.1547 |  | Fire Detection & Alarm incl. Disabled Alarm | QSOR-0003578
IMME component class (Single channel input/output) | 226.6282 |  | Fire Detection & Alarm incl. Disabled Alarm | QSOR-0003579
IMME size/duty mark — Zone module 4 loop | 291.4249 |  | Fire Detection & Alarm incl. Disabled Alarm | QSOR-0003580
IMME Detection device (Beam smoke detector with transmitter and receiver unit) | 992.022 |  | Fire Detection & Alarm incl. Disabled Alarm | QSOR-0003581
IMME component class (Zone short circuit isolator) | 100.1521 |  | Fire Detection & Alarm incl. Disabled Alarm | QSOR-0003582
IMME component class (Plant interface unit) | 72.0112 |  | Fire Detection & Alarm incl. Disabled Alarm | QSOR-0003583
IMME component class (Xenon flasher) | 136.75 |  | Fire Detection & Alarm incl. Disabled Alarm | QSOR-0003584
IMME size/duty mark — 8 zone Control Panel | 923.9634 |  | Fire Detection & Alarm incl. Disabled Alarm | QSOR-0003585
IMME size/duty mark — 20 zone Control Panel | 1235.3396 |  | Fire Detection & Alarm incl. Disabled Alarm | QSOR-0003586
IMME Detection device (Smoke detector) | 223.7069 |  | Fire Detection & Alarm incl. Disabled Alarm | QSOR-0003587
IMME Detection device (Combined smoke detector and sounder) | 409.0663 |  | Fire Detection & Alarm incl. Disabled Alarm | QSOR-0003588
IMME Detection device (Heat detector) | 148.1637 |  | Fire Detection & Alarm incl. Disabled Alarm | QSOR-0003589
IMME Detection device (Combined heat detector and sounder) | 401.7311 |  | Fire Detection & Alarm incl. Disabled Alarm | QSOR-0003590
IMME component class (Manual call point) | 182.7581 |  | Fire Detection & Alarm incl. Disabled Alarm | QSOR-0003591
IMME component class (Manual call point (weatherproof)) | 403.8855 |  | Fire Detection & Alarm incl. Disabled Alarm | QSOR-0003592
IMME component class (Sounder) | 297.1548 |  | Fire Detection & Alarm incl. Disabled Alarm | QSOR-0003593
IMME component class (Beacon) | 356.9653 |  | Fire Detection & Alarm incl. Disabled Alarm | QSOR-0003594
IMME component class (Combined sounder and beacon) | 366.3586 |  | Fire Detection & Alarm incl. Disabled Alarm | QSOR-0003595
IMME component class (Remote silence button) | 216.4121 |  | Fire Detection & Alarm incl. Disabled Alarm | QSOR-0003596
IMME component class (Output unit) | 384.3453 |  | Fire Detection & Alarm incl. Disabled Alarm | QSOR-0003597
IMME component class (Signal booster panel) | 693.6746 |  | Fire Detection & Alarm incl. Disabled Alarm | QSOR-0003598
IMME component class (Hard Wired antenna) | 395.9766 |  | Fire Detection & Alarm incl. Disabled Alarm | QSOR-0003599
IMME LifeSafe disabled alarm + refuge system |  | CATERGORY | Fire Detection & Alarm incl. Disabled Alarm
Disabled WC alarm component class |  | Sub Catergory | Fire Detection & Alarm incl. Disabled Alarm
IMME component class (ceiling pull-cord alarm unit) | 60.1106 |  | Fire Detection & Alarm incl. Disabled Alarm | QSOR-0003600
IMME component class (local reset/cancel unit) | 69.2178 |  | Fire Detection & Alarm incl. Disabled Alarm | QSOR-0003601
IMME component class (overdoor sounder/flasher indicator) | 87.4325 |  | Fire Detection & Alarm incl. Disabled Alarm | QSOR-0003602
IMME component class (single-zone disabled-alarm controller/PSU) | 164.8438 |  | Fire Detection & Alarm incl. Disabled Alarm | QSOR-0003603
Disabled-alarm packaged-system zone band |  | Sub Catergory | Fire Detection & Alarm incl. Disabled Alarm
IMME duty band — DAK-01, nominal 1-zone disabled-alarm package | 274.113 |  | Fire Detection & Alarm incl. Disabled Alarm | QSOR-0003604
IMME duty band — DAK-04, nominal 4-zone disabled-alarm package | 592.8455 |  | Fire Detection & Alarm incl. Disabled Alarm | QSOR-0003605
Emergency refuge system class |  | Sub Catergory | Fire Detection & Alarm incl. Disabled Alarm
IMME component class (refuge outstation/intercom point) | 365.165 |  | Fire Detection & Alarm incl. Disabled Alarm | QSOR-0003606
IMME component class (4-way refuge control panel) | 1640.0453 |  | Fire Detection & Alarm incl. Disabled Alarm | QSOR-0003607
IMME component class (8-way refuge control panel) | 2550.6741 |  | Fire Detection & Alarm incl. Disabled Alarm | QSOR-0003608
IMME component class (refuge sounder/beacon indicator) | 228.5707 |  | Fire Detection & Alarm incl. Disabled Alarm | QSOR-0003609
IMME VoiceSafe public-address + voice-alarm system |  | CATERGORY | Fire Detection & Alarm incl. Disabled Alarm
Loudspeaker class |  | Sub Catergory | Fire Detection & Alarm incl. Disabled Alarm
IMME component class (ceiling loudspeaker) | 110.183 |  | Fire Detection & Alarm incl. Disabled Alarm | QSOR-0003610
IMME component class (wall loudspeaker) | 164.8174 |  | Fire Detection & Alarm incl. Disabled Alarm | QSOR-0003611
IMME component class (weatherproof horn loudspeaker) | 228.558 |  | Fire Detection & Alarm incl. Disabled Alarm | QSOR-0003612
Voice-alarm amplifier class |  | Sub Catergory | Fire Detection & Alarm incl. Disabled Alarm
IMME component class (500 W voice-alarm amplifier) | 1822.1329 |  | Fire Detection & Alarm incl. Disabled Alarm | QSOR-0003613
IMME component class (1 kW voice-alarm amplifier) | 3188.0473 |  | Fire Detection & Alarm incl. Disabled Alarm | QSOR-0003614
PA/VA controller class |  | Sub Catergory | Fire Detection & Alarm incl. Disabled Alarm
IMME component class (networked PA/VA system controller) | 3643.7972 |  | Fire Detection & Alarm incl. Disabled Alarm | QSOR-0003615
Paging microphone class |  | Sub Catergory | Fire Detection & Alarm incl. Disabled Alarm
IMME component class (desktop paging microphone) | 456.2687 |  | Fire Detection & Alarm incl. Disabled Alarm | QSOR-0003616
Speaker-line interface/module |  | Sub Catergory | Fire Detection & Alarm incl. Disabled Alarm
IMME component class (speaker-line supervision/interface module) | 319.6642 |  | Fire Detection & Alarm incl. Disabled Alarm | QSOR-0003617
PA/VA rack + PSU equipment |  | Sub Catergory | Fire Detection & Alarm incl. Disabled Alarm
IMME component class (PA/VA rack + power-supply package) | 4553.9981 |  | Fire Detection & Alarm incl. Disabled Alarm | QSOR-0003618
IMME SolarCore photovoltaic-generation system (project-specific budget) |  | CATERGORY | Photovoltaic/Solar
PV module capacity band |  | Sub Catergory | Photovoltaic/Solar
IMME duty band — PVM-450, nominal 450 Wp PV module installed | 146.592 |  | Photovoltaic/Solar | QSOR-0003619
IMME duty band — PVM-550, nominal 550 Wp PV module installed | 173.9067 |  | Photovoltaic/Solar | QSOR-0003620
String inverter duty band |  | Sub Catergory | Photovoltaic/Solar
IMME duty band — PVI-020, nominal 20 kW three-phase PV inverter | 2277.2364 |  | Photovoltaic/Solar | QSOR-0003621
IMME duty band — PVI-050, nominal 50 kW three-phase PV inverter | 4553.5596 |  | Photovoltaic/Solar | QSOR-0003622
IMME duty band — PVI-100, nominal 100 kW three-phase PV inverter | 8195.6764 |  | Photovoltaic/Solar | QSOR-0003623
PV mounting-system class |  | Sub Catergory | Photovoltaic/Solar
IMME component class (roof-mounted PV rail/fixing allowance per module) | 73.7545 |  | Photovoltaic/Solar | QSOR-0003624
IMME component class (ground-mount PV frame allowance per module) | 110.1749 |  | Photovoltaic/Solar | QSOR-0003625
DC isolator/protection class |  | Sub Catergory | Photovoltaic/Solar
IMME component class (small PV DC isolator/protection set) | 456.1374 |  | Photovoltaic/Solar | QSOR-0003626
IMME component class (medium PV DC protection set) | 911.3615 |  | Photovoltaic/Solar | QSOR-0003627
IMME component class (large PV DC protection set) | 1821.8098 |  | Photovoltaic/Solar | QSOR-0003628
PV combiner equipment |  | Sub Catergory | Photovoltaic/Solar
IMME component class (4-string PV combiner) | 729.3865 |  | Photovoltaic/Solar | QSOR-0003629
IMME component class (8-string PV combiner) | 1366.8003 |  | Photovoltaic/Solar | QSOR-0003630
PV monitoring/interface equipment |  | Sub Catergory | Photovoltaic/Solar
IMME component class (standard PV monitoring gateway) | 683.7575 |  | Photovoltaic/Solar | QSOR-0003631
IMME component class (large/networked PV monitoring gateway) | 1366.6017 |  | Photovoltaic/Solar | QSOR-0003632
IMME EarthCore protective conductor system |  | CATERGORY | Lightning Protection & Earthing
Cable route (cable) |  | Sub Catergory | Lightning Protection & Earthing
IMME size/duty mark — 1.5mm | 2.287 |  | Lightning Protection & Earthing | QSOR-0003633
IMME size/duty mark — 2.5mm | 2.4411 |  | Lightning Protection & Earthing | QSOR-0003634
IMME size/duty mark — 4.0mm | 2.7649 |  | Lightning Protection & Earthing | QSOR-0003635
IMME size/duty mark — 6.0mm | 3.0695 |  | Lightning Protection & Earthing | QSOR-0003636
IMME size/duty mark — 10.0mm | 4.0112 |  | Lightning Protection & Earthing | QSOR-0003637
IMME size/duty mark — 16.0mm | 4.8609 |  | Lightning Protection & Earthing | QSOR-0003638
IMME size/duty mark — 25.0mm | 6.1552 |  | Lightning Protection & Earthing | QSOR-0003639
IMME size/duty mark — 35.0mm | 9.6918 |  | Lightning Protection & Earthing | QSOR-0003640
IMME size/duty mark — 50.0mm | 9.4082 |  | Lightning Protection & Earthing | QSOR-0003641
IMME size/duty mark — 70.0mm | 12.049 |  | Lightning Protection & Earthing | QSOR-0003642
IMME size/duty mark — 95.0mm | 17.4431 |  | Lightning Protection & Earthing | QSOR-0003643
IMME size/duty mark — 120.0mm | 18.4696 |  | Lightning Protection & Earthing | QSOR-0003644
IMME size/duty mark — 150.0mm | 23.3766 |  | Lightning Protection & Earthing | QSOR-0003645
IMME size/duty mark — 185.0mm | 27.4998 |  | Lightning Protection & Earthing | QSOR-0003646
IMME size/duty mark — 240.0mm | 36.6691 |  | Lightning Protection & Earthing | QSOR-0003647
IMME size/duty mark — 300.0mm | 40.252 |  | Lightning Protection & Earthing | QSOR-0003648
IMME EarthShield bonding + lightning protection system |  | CATERGORY | Lightning Protection & Earthing
IMME component class (Earth bars) |  | Sub Catergory | Lightning Protection & Earthing
IMME size/duty mark — 6 way | 298.6809 |  | Lightning Protection & Earthing | QSOR-0003649
IMME size/duty mark — 8 way | 296.5775 |  | Lightning Protection & Earthing | QSOR-0003650
IMME size/duty mark — 10 way | 373.5912 |  | Lightning Protection & Earthing | QSOR-0003651
IMME component class (Disconnecting links) |  | Sub Catergory | Lightning Protection & Earthing
IMME size/duty mark — 300mm | 140.5741 |  | Lightning Protection & Earthing | QSOR-0003652
IMME size/duty mark — 500mm | 148.7624 |  | Lightning Protection & Earthing | QSOR-0003653
IMME component class (Crimp lugs) |  | Sub Catergory | Lightning Protection & Earthing
IMME size/duty mark — 25mm | 14.4469 |  | Lightning Protection & Earthing | QSOR-0003654
IMME size/duty mark — 35mm | 14.6537 |  | Lightning Protection & Earthing | QSOR-0003655
IMME size/duty mark — 50mm | 15.3104 |  | Lightning Protection & Earthing | QSOR-0003656
IMME size/duty mark — 70mm | 16.2641 |  | Lightning Protection & Earthing | QSOR-0003657
IMME size/duty mark — 95mm | 23.2921 |  | Lightning Protection & Earthing | QSOR-0003658
IMME size/duty mark — 120mm | 55.5917 |  | Lightning Protection & Earthing | QSOR-0003659
IMME component class (Earth clamps) |  | Sub Catergory | Lightning Protection & Earthing
IMME size/duty mark — 15mm | 9.066 |  | Lightning Protection & Earthing | QSOR-0003660
IMME size/duty mark — 32mm | 10.8958 |  | Lightning Protection & Earthing | QSOR-0003661
IMME size/duty mark — 50mm | 12.1484 |  | Lightning Protection & Earthing | QSOR-0003662
IMME Air route component (Lightning conductor tape) |  | Sub Catergory | Lightning Protection & Earthing
IMME size/duty mark — 25mm | 45.8235 |  | Lightning Protection & Earthing | QSOR-0003663
IMME size/duty mark — 50mm | 139.5167 |  | Lightning Protection & Earthing | QSOR-0003664
IMME component class (Copper tape fixings) |  | Sub Catergory | Lightning Protection & Earthing
IMME size/duty mark — 20mm | 36.1506 |  | Lightning Protection & Earthing | QSOR-0003665
IMME size/duty mark — 25mm | 44.051 |  | Lightning Protection & Earthing | QSOR-0003666
IMME size/duty mark — 50mm | 62.9254 |  | Lightning Protection & Earthing | QSOR-0003667
IMME Bolted interface component (Puddle flanges) |  | Sub Catergory | Lightning Protection & Earthing
IMME size/duty mark — 600mm | 214.0195 |  | Lightning Protection & Earthing | QSOR-0003668
Lightning air termination rods (air rods) |  | Sub Catergory | Lightning Protection & Earthing
IMME size/duty mark — 500mm | 71.0038 |  | Lightning Protection & Earthing | QSOR-0003669
IMME size/duty mark — 1000mm | 112.0693 |  | Lightning Protection & Earthing | QSOR-0003670
IMME component class (Strike pad) | 54.0653 |  | Lightning Protection & Earthing | QSOR-0003671
IMME component class (Multiple point) | 92.9888 |  | Lightning Protection & Earthing | QSOR-0003672
IMME component class (Air terminal base) | 57.9938 |  | Lightning Protection & Earthing | QSOR-0003673
IMME component class (Ridge saddle) | 95.343 |  | Lightning Protection & Earthing | QSOR-0003674
IMME size/duty mark — Side mounting bracket | 100.648 |  | Lightning Protection & Earthing | QSOR-0003675
IMME Join interface component (Rod to tape coupling) | 53.4681 |  | Lightning Protection & Earthing | QSOR-0003676
IMME component class (Strike pad) | 53.829 |  | Lightning Protection & Earthing | QSOR-0003677
IMME component class (Air terminals) |  | Sub Catergory | Lightning Protection & Earthing
IMME size/duty mark — 500mm | 73.7664 |  | Lightning Protection & Earthing | QSOR-0003678
IMME size/duty mark — 1000mm | 117.4127 |  | Lightning Protection & Earthing | QSOR-0003679
IMME size/duty mark — 2000mm | 216.4581 |  | Lightning Protection & Earthing | QSOR-0003680
IMME component class (Flat saddle) | 94.8192 |  | Lightning Protection & Earthing | QSOR-0003681
IMME Support interface component (Side bracket) | 61.1588 |  | Lightning Protection & Earthing | QSOR-0003682
IMME Cable route/component (Rod to cable coupling) | 54.3508 |  | Lightning Protection & Earthing | QSOR-0003683
IMME component class (Pipe bonds) |  | Sub Catergory | Lightning Protection & Earthing
IMME size/duty mark — 8mm | 85.6109 |  | Lightning Protection & Earthing | QSOR-0003684
IMME component class (Lightning clamps) |  | Sub Catergory | Lightning Protection & Earthing
IMME size/duty mark — 25mm | 29.0819 |  | Lightning Protection & Earthing | QSOR-0003685
IMME size/duty mark — 50mm | 95.8689 |  | Lightning Protection & Earthing | QSOR-0003686
Embedded earthing point (cast-in earth point) |  | Sub Catergory | Lightning Protection & Earthing
IMME size/duty mark — 2 hole | 79.574 |  | Lightning Protection & Earthing | QSOR-0003687
IMME size/duty mark — 4 hole | 113.3314 |  | Lightning Protection & Earthing | QSOR-0003688
IMME size/duty mark — Cover plate 25mm | 65.1438 |  | Lightning Protection & Earthing | QSOR-0003689
IMME size/duty mark — Cover plate 8mm | 65.1933 |  | Lightning Protection & Earthing | QSOR-0003690
IMME size/duty mark — Rebar clamp 8mm | 48.3899 |  | Lightning Protection & Earthing | QSOR-0003691
IMME component class (Static earth receptacle) | 276.3399 |  | Lightning Protection & Earthing | QSOR-0003692
IMME size/duty mark — 200mm hole centres | 39.5099 |  | Lightning Protection & Earthing | QSOR-0003693
IMME size/duty mark — 400mm holes centres | 55.7408 |  | Lightning Protection & Earthing | QSOR-0003694
Mechanical conductor clamp (U-bolt clamp) |  | Sub Catergory | Lightning Protection & Earthing
IMME size/duty mark — 16mm | 31.1072 |  | Lightning Protection & Earthing | QSOR-0003695
IMME size/duty mark — 20mm | 33.2032 |  | Lightning Protection & Earthing | QSOR-0003696
IMME size/duty mark — 25mm | 37.4726 |  | Lightning Protection & Earthing | QSOR-0003697
Earthing inspection point (earth pit) |  | Sub Catergory | Lightning Protection & Earthing
IMME component class (Concrete) | 116.4263 |  | Lightning Protection & Earthing | QSOR-0003698
IMME component class (Polypropylene) | 114.7867 |  | Lightning Protection & Earthing | QSOR-0003699
Earthing grid lattice (copper tape lattice) |  | Sub Catergory | Lightning Protection & Earthing
IMME size/duty mark — 600 × 600 | 243.5988 |  | Lightning Protection & Earthing | QSOR-0003700
IMME size/duty mark — 900 × 900 | 406.4561 |  | Lightning Protection & Earthing | QSOR-0003701
Earthing plate interface (copper tape plate) |  | Sub Catergory | Lightning Protection & Earthing
IMME size/duty mark — 600 × 600 | 216.9389 |  | Lightning Protection & Earthing | QSOR-0003702
IMME size/duty mark — 900 × 900 | 798.8857 |  | Lightning Protection & Earthing | QSOR-0003703
Earth electrode rod (earth rod) |  | Sub Catergory | Lightning Protection & Earthing
IMME size/duty mark — 1200mm | 111.2109 |  | Lightning Protection & Earthing | QSOR-0003704
Join interface (coupling) | 5.5623 |  | Lightning Protection & Earthing | QSOR-0003705
IMME component class (Driving stud) | 6.8622 |  | Lightning Protection & Earthing | QSOR-0003706
IMME component class (Spike) | 5.8336 |  | Lightning Protection & Earthing | QSOR-0003707
IMME component class (Rod clamp flat) | 23.9908 |  | Lightning Protection & Earthing | QSOR-0003708
IMME component class (Rod clamp solid) | 16.9314 |  | Lightning Protection & Earthing | QSOR-0003709
IMME LiftPower lift electrical-supply system |  | CATERGORY | Lift POWER SUPPLY ONLY
Lift isolator/supply interface class |  | Sub Catergory | Lift POWER SUPPLY ONLY
IMME size/duty mark — LIS-100, nominal 100A lift supply isolator/interface | 318.7208 |  | Lift POWER SUPPLY ONLY | QSOR-0003710
IMME size/duty mark — LIS-250, nominal 250A lift supply isolator/interface | 500.3265 |  | Lift POWER SUPPLY ONLY | QSOR-0003711
IMME size/duty mark — LIS-400, nominal 400A lift supply isolator/interface | 727.3332 |  | Lift POWER SUPPLY ONLY | QSOR-0003712
Lift feeder duty band |  | Sub Catergory | Lift POWER SUPPLY ONLY
IMME component class (35 mm² lift feeder installed per metre) | 32.6936 |  | Lift POWER SUPPLY ONLY | QSOR-0003713
IMME component class (70 mm² lift feeder installed per metre) | 50.8551 |  | Lift POWER SUPPLY ONLY | QSOR-0003714
IMME component class (120 mm² lift feeder installed per metre) | 73.5571 |  | Lift POWER SUPPLY ONLY | QSOR-0003715
Lift standby/rescue supply interface |  | Sub Catergory | Lift POWER SUPPLY ONLY
IMME component class (small lift rescue/standby interface package) | 2725.1268 |  | Lift POWER SUPPLY ONLY | QSOR-0003716
IMME component class (large lift rescue/standby interface package) | 4541.271 |  | Lift POWER SUPPLY ONLY | QSOR-0003717

## QSOR_HIERARCHY_MASTER
HIERARCHY_ID | LEVEL | NAME | PARENT_ID | SOURCE_ROW | BENCHMARK_CATEGORY | STATUS | BENCHMARK_CATEGORY_ID
DISC-MECH | DISCIPLINE | IMME Integrated Mechanical + Public Health Index |  | 1 |  | ACTIVE
DISC-ELEC | DISCIPLINE | IMME Electrical Systems Index |  | 2650 |  | ACTIVE
CAT-0001 | CATEGORY | IMME PlantHub boiler + steam generation system | DISC-MECH | 2 | Boilers | ACTIVE | BC-0001
CAT-0002 | CATEGORY | IMME PlantHub commercial condensing boiler system | DISC-MECH | 18 | Boilers | ACTIVE | BC-0001
CAT-0003 | CATEGORY | IMME PlantHub boiler flue + combustion discharge system | DISC-MECH | 27 | Boilers | ACTIVE | BC-0001
CAT-0004 | CATEGORY | IMME ControlSense boiler plant control + ancillary system | DISC-MECH | 34 | Boilers | ACTIVE | BC-0001
CAT-0005 | CATEGORY | IMME PlantHub pressurisation unit system | DISC-MECH | 44 | Pumps & Booster Sets | ACTIVE | BC-0002
CAT-0006 | CATEGORY | IMME PlantHub variable-speed circulation pump system | DISC-MECH | 49 | Pumps & Booster Sets | ACTIVE | BC-0002
CAT-0007 | CATEGORY | IMME PlantHub variable-speed in-line pump system | DISC-MECH | 62 | Pumps & Booster Sets | ACTIVE | BC-0002
CAT-0008 | CATEGORY | IMME PlantHub end-suction centrifugal pump system | DISC-MECH | 66 | Pumps & Booster Sets | ACTIVE | BC-0002
CAT-0009 | CATEGORY | IMME PlantHub variable-speed booster set system | DISC-MECH | 73 | Pumps & Booster Sets | ACTIVE | BC-0002
CAT-0010 | CATEGORY | IMME PlantHub drainage + sump pump system | DISC-MECH | 79 | Pumps & Booster Sets | ACTIVE | BC-0002
CAT-0011 | CATEGORY | IMME PlantHub sewage + wastewater pump system | DISC-MECH | 85 | Pumps & Booster Sets | ACTIVE | BC-0002
CAT-0012 | CATEGORY | IMME DataPlant packaged pump-room system (project-specific budget) | DISC-MECH | 91 | Pumps & Booster Sets | ACTIVE | BC-0002
CAT-0013 | CATEGORY | IMME EnergyPlant chiller + heat-rejection system (project-specific budget) | DISC-MECH | 108 | Chillers and Water Coolers / Towers | ACTIVE | BC-0003
CAT-0014 | CATEGORY | IMME AirPlant air-handling unit system (project-specific budget) | DISC-MECH | 134 | Air Handling Units | ACTIVE | BC-0004
CAT-0015 | CATEGORY | IMME DataAir fan-wall cooling system (project-specific budget) | DISC-MECH | 159 | Air Handling Units | ACTIVE | BC-0004
CAT-0016 | CATEGORY | IMME EnergyPlant heat-pump system (project-specific budget) | DISC-MECH | 171 | Air Source Heat Pumps / Ground Source Heat Pumps | ACTIVE | BC-0005
CAT-0017 | CATEGORY | IMME EnergyPlant combined heat + power system | DISC-MECH | 196 | CHP Units / Other District Heating Plant | ACTIVE | BC-0006
CAT-0018 | CATEGORY | IMME EnergyPlant CHP exhaust + gas interface system | DISC-MECH | 215 | CHP Units / Other District Heating Plant | ACTIVE | BC-0006
CAT-0019 | CATEGORY | IMME EnergyPlant CHP acoustic + control support system | DISC-MECH | 227 | CHP Units / Other District Heating Plant | ACTIVE | BC-0006
CAT-0020 | CATEGORY | IMME DistrictHub heat-network interface station system | DISC-MECH | 236 | CHP Units / Other District Heating Plant | ACTIVE | BC-0006
CAT-0021 | CATEGORY | IMME ClimateCore terminal air-conditioning system (project-specific budget) | DISC-MECH | 242 | Air Conditioning Equipment, Condensers, FCU's, CRF Units | ACTIVE | BC-0007
CAT-0022 | CATEGORY | IMME DataAir computer-room air-handler system (project-specific budget) | DISC-MECH | 267 | Air Conditioning Equipment, Condensers, FCU's, CRF Units | ACTIVE | BC-0007
CAT-0023 | CATEGORY | IMME DataAir computer-room air-conditioning system (project-specific budget) | DISC-MECH | 280 | Air Conditioning Equipment, Condensers, FCU's, CRF Units | ACTIVE | BC-0007
CAT-0024 | CATEGORY | IMME SanitaryCore sanitary appliance system (project-specific budget) | DISC-MECH | 296 | Sanitaryware | ACTIVE | BC-0008
CAT-0025 | CATEGORY | IMME HeatCore electric space-heating system | DISC-MECH | 321 | Electric Heaters | ACTIVE | BC-0009
CAT-0026 | CATEGORY | IMME HydroStore rainwater-harvesting system (project-specific budget) | DISC-MECH | 337 | Rainwater Harvesting | ACTIVE | BC-0010
CAT-0027 | CATEGORY | IMME PlantHub other thermal + hydraulic equipment suite | DISC-MECH | 355 | Other Misc Plant | ACTIVE | BC-0011
CAT-0028 | CATEGORY | IMME PlantHub expansion + buffer vessel system | DISC-MECH | 414 | Other Misc Plant | ACTIVE | BC-0011
CAT-0029 | CATEGORY | IMME PlantHub air + dirt separation system | DISC-MECH | 428 | Other Misc Plant | ACTIVE | BC-0011
CAT-0030 | CATEGORY | IMME PlantHub water-treatment + dosing system | DISC-MECH | 435 | Other Misc Plant | ACTIVE | BC-0011
CAT-0031 | CATEGORY | IMME AirUtility compressed-air system | DISC-MECH | 443 | Other Misc Plant | ACTIVE | BC-0011
CAT-0032 | CATEGORY | IMME VacuumCore central-vacuum system | DISC-MECH | 465 | Other Misc Plant | ACTIVE | BC-0011
CAT-0033 | CATEGORY | IMME GasUtility specialist-gas distribution system | DISC-MECH | 482 | Other Misc Plant | ACTIVE | BC-0011
CAT-0034 | CATEGORY | IMME MedGas medical-gas system | DISC-MECH | 499 | Other Misc Plant | ACTIVE | BC-0011
CAT-0035 | CATEGORY | IMME UtilityCore mechanical incoming-service system | DISC-MECH | 517 | Mechanical Incoming External Services / Mains (Gas & Water) | ACTIVE | BC-0012
CAT-0036 | CATEGORY | IMME FireFlow sprinkler + hydrant system (project-specific budget) | DISC-MECH | 545 | Incoming Sprinkler Mains & Hydrants | ACTIVE | BC-0013
CAT-0037 | CATEGORY | IMME HydroRoute HDPE drainage carrier system | DISC-MECH | 573 | General Mechanical | ACTIVE | BC-0014
CAT-0038 | CATEGORY | IMME HydroRoute MDPE pressure supply system | DISC-MECH | 681 | General Mechanical | ACTIVE | BC-0014
CAT-0039 | CATEGORY | IMME WasteFlow ABS waste + vent system | DISC-MECH | 789 | General Mechanical | ACTIVE | BC-0014
CAT-0040 | CATEGORY | IMME RainWaste MuPVC internal drainage system | DISC-MECH | 887 | General Mechanical | ACTIVE | BC-0014
CAT-0041 | CATEGORY | IMME WeldFlow PVC-u solvent-jointed system | DISC-MECH | 985 | General Mechanical | ACTIVE | BC-0014
CAT-0042 | CATEGORY | IMME RainWaste PVC carrier system | DISC-MECH | 1083 | General Mechanical | ACTIVE | BC-0014
CAT-0043 | CATEGORY | IMME PolyFlow PP sanitary waste system | DISC-MECH | 1181 | General Mechanical | ACTIVE | BC-0014
CAT-0044 | CATEGORY | IMME IronFlow cast drainage + rainwater system | DISC-MECH | 1279 | General Mechanical | ACTIVE | BC-0014
CAT-0045 | CATEGORY | IMME CopperCore service distribution system | DISC-MECH | 1406 | General Mechanical | ACTIVE | BC-0014
CAT-0046 | CATEGORY | IMME InoxFlow stainless steel pipe system | DISC-MECH | 1675 | General Mechanical | ACTIVE | BC-0014
CAT-0047 | CATEGORY | IMME PressCore stainless press-fit system | DISC-MECH | 1731 | General Mechanical | ACTIVE | BC-0014
CAT-0048 | CATEGORY | IMME ZincSteel service pipe system | DISC-MECH | 1784 | General Mechanical | ACTIVE | BC-0014
CAT-0049 | CATEGORY | IMME WeldSteel heating + closed-circuit pipe system | DISC-MECH | 1938 | General Mechanical | ACTIVE | BC-0014
CAT-0050 | CATEGORY | IMME GasLine yellow service pipe system | DISC-MECH | 2092 | General Mechanical | ACTIVE | BC-0014
CAT-0051 | CATEGORY | IMME FrameRail channel support system | DISC-MECH | 2117 | General Mechanical | ACTIVE | BC-0014
CAT-0052 | CATEGORY | IMME ThermoWrap insulation system | DISC-MECH | 2121 | General Mechanical | ACTIVE | BC-0014
CAT-0053 | CATEGORY | IMME HeatTrace linear warming system | DISC-MECH | 2151 | General Mechanical | ACTIVE | BC-0014
CAT-0054 | CATEGORY | IMME FlowCore valve + commissioning accessory system | DISC-MECH | 2154 | General Mechanical | ACTIVE | BC-0014
CAT-0055 | CATEGORY | IMME AirGrid duct + airflow route system | DISC-MECH | 2233 | Ductwork & Ventilation | ACTIVE | BC-0015
CAT-0056 | CATEGORY | IMME PlantHub heat recovery ventilation system | DISC-MECH | 2465 | Ductwork & Ventilation | ACTIVE | BC-0015
CAT-0057 | CATEGORY | IMME AirGrid terminal distribution + acoustic system | DISC-MECH | 2472 | Ductwork & Ventilation | ACTIVE | BC-0015
CAT-0058 | CATEGORY | IMME AirGrid support + insulation system | DISC-MECH | 2500 | Ductwork & Ventilation | ACTIVE | BC-0015
CAT-0059 | CATEGORY | IMME AirGrid ventilation fan system | DISC-MECH | 2509 | Ductwork & Ventilation | ACTIVE | BC-0015
CAT-0060 | CATEGORY | IMME SmokeSafe smoke-control + pressurisation system | DISC-MECH | 2515 | Ductwork & Ventilation | ACTIVE | BC-0015
CAT-0061 | CATEGORY | IMME ExtractCore specialist-exhaust system | DISC-MECH | 2534 | Ductwork & Ventilation | ACTIVE | BC-0015
CAT-0062 | CATEGORY | IMME ControlSense BMS + field device system | DISC-MECH | 2557 | BMS/BAS/EMS/PMS/EPMS | ACTIVE | BC-0016
CAT-0063 | CATEGORY | IMME ControlSense supervisory control + network system | DISC-MECH | 2585 | BMS/BAS/EMS/PMS/EPMS | ACTIVE | BC-0016
CAT-0064 | CATEGORY | IMME FireSafe suppression system (project-specific budget) | DISC-MECH | 2614 | Fire Protection Suppression System | ACTIVE | BC-0017
CAT-0065 | CATEGORY | IMME LiftCore vertical-transport system (project-specific budget) | DISC-MECH | 2634 | Lifts (Physical) | ACTIVE | BC-0018
CAT-0066 | CATEGORY | IMME EnergyPlant standby generator system | DISC-ELEC | 2651 | Generators & Fuel Tanks | ACTIVE | BC-0019
CAT-0067 | CATEGORY | IMME EnergyPlant generator fuel-storage system | DISC-ELEC | 2663 | Generators & Fuel Tanks | ACTIVE | BC-0019
CAT-0068 | CATEGORY | IMME EnergyPlant generator fuel-transfer system | DISC-ELEC | 2674 | Generators & Fuel Tanks | ACTIVE | BC-0019
CAT-0069 | CATEGORY | IMME EnergyPlant generator exhaust + ancillary system | DISC-ELEC | 2682 | Generators & Fuel Tanks | ACTIVE | BC-0019
CAT-0070 | CATEGORY | IMME EnergyPlant LV transformer system | DISC-ELEC | 2699 | Substation, RMU & Transformers | ACTIVE | BC-0020
CAT-0071 | CATEGORY | IMME EnergyPlant RMU + HV protection system | DISC-ELEC | 2707 | Substation, RMU & Transformers | ACTIVE | BC-0020
CAT-0072 | CATEGORY | IMME EnergyPlant packaged substation system | DISC-ELEC | 2716 | Substation, RMU & Transformers | ACTIVE | BC-0020
CAT-0073 | CATEGORY | IMME EnergyPlant HV switching accessory system | DISC-ELEC | 2722 | Substation, RMU & Transformers | ACTIVE | BC-0020
CAT-0074 | CATEGORY | IMME PowerSecure UPS + battery system (project-specific budget) | DISC-ELEC | 2727 | UPS/Battery | ACTIVE | BC-0021
CAT-0075 | CATEGORY | IMME BoardHub distribution + accessory system | DISC-ELEC | 2755 | MV/LV Switchgear, Panelboards & Distribution Boards | ACTIVE | BC-0022
CAT-0076 | CATEGORY | Local protection board (consumer unit) | DISC-ELEC | 2805 | MV/LV Switchgear, Panelboards & Distribution Boards | ACTIVE | BC-0022
CAT-0077 | CATEGORY | IMME EnergyPlant HV switchgear system | DISC-ELEC | 2823 | MV/LV Switchgear, Panelboards & Distribution Boards | ACTIVE | BC-0022
CAT-0078 | CATEGORY | IMME BoardHub LV switchboard + protection system | DISC-ELEC | 2828 | MV/LV Switchgear, Panelboards & Distribution Boards | ACTIVE | BC-0022
CAT-0079 | CATEGORY | IMME BoardHub motor-control-centre system | DISC-ELEC | 2847 | MV/LV Switchgear, Panelboards & Distribution Boards | ACTIVE | BC-0022
CAT-0080 | CATEGORY | IMME BoardHub automatic-transfer + sectionalising system | DISC-ELEC | 2853 | MV/LV Switchgear, Panelboards & Distribution Boards | ACTIVE | BC-0022
CAT-0081 | CATEGORY | IMME LightCore luminaire system (project-specific budget) | DISC-ELEC | 2867 | Luminaires (Light Fittings Only) | ACTIVE | BC-0023
CAT-0082 | CATEGORY | IMME HighVolt intake cable system | DISC-ELEC | 2889 | Electrical Incoming External Services / Mains & Metering | ACTIVE | BC-0024
CAT-0083 | CATEGORY | IMME MeterCore incoming LV + metering system | DISC-ELEC | 2904 | Electrical Incoming External Services / Mains & Metering | ACTIVE | BC-0024
CAT-0084 | CATEGORY | IMME ChargeCore electric-vehicle charging system (project-specific budget) | DISC-ELEC | 2924 | Electric Vehicle Suppliers & Chargers | ACTIVE | BC-0025
CAT-0085 | CATEGORY | IMME PowerCore XLPE armoured cable system | DISC-ELEC | 2946 | Internal Submains Cabling | ACTIVE | BC-0026
CAT-0086 | CATEGORY | IMME PowerCore PVC-sheathed XLPE cable system | DISC-ELEC | 3012 | Internal Submains Cabling | ACTIVE | BC-0026
CAT-0087 | CATEGORY | IMME PowerCore LSOH steel-wire cable system | DISC-ELEC | 3081 | Internal Submains Cabling | ACTIVE | BC-0026
CAT-0088 | CATEGORY | IMME CableEnd termination + gland interface system | DISC-ELEC | 3150 | Internal Submains Cabling | ACTIVE | BC-0026
CAT-0089 | CATEGORY | IMME BusCore main busbar distribution system | DISC-ELEC | 3239 | Busbar / Dedicated Power Systems (Not Cables) | ACTIVE | BC-0027
CAT-0090 | CATEGORY | IMME BusCore remote tap-off distribution system | DISC-ELEC | 3268 | Busbar / Dedicated Power Systems (Not Cables) | ACTIVE | BC-0027
CAT-0091 | CATEGORY | IMME BusCore expansion + flexible-joint system | DISC-ELEC | 3305 | Busbar / Dedicated Power Systems (Not Cables) | ACTIVE | BC-0027
CAT-0092 | CATEGORY | IMME ElectroRoute containment + support pathway system | DISC-ELEC | 3323 | General Electrical (Cables, Containment, Power, Data) | ACTIVE | BC-0028
CAT-0093 | CATEGORY | IMME TwinCore domestic cable system | DISC-ELEC | 3787 | General Electrical (Cables, Containment, Power, Data) | ACTIVE | BC-0028
CAT-0094 | CATEGORY | IMME FlexCore PVC control cable system | DISC-ELEC | 3795 | General Electrical (Cables, Containment, Power, Data) | ACTIVE | BC-0028
CAT-0095 | CATEGORY | IMME LifeSafe fire-rated cable system | DISC-ELEC | 3815 | General Electrical (Cables, Containment, Power, Data) | ACTIVE | BC-0028
CAT-0096 | CATEGORY | IMME LifeSafe LSOH cable system | DISC-ELEC | 3832 | General Electrical (Cables, Containment, Power, Data) | ACTIVE | BC-0028
CAT-0097 | CATEGORY | IMME PlugNet modular wiring system | DISC-ELEC | 3909 | General Electrical (Cables, Containment, Power, Data) | ACTIVE | BC-0028
CAT-0098 | CATEGORY | IMME FloorGrid underfloor lighting + power system | DISC-ELEC | 3969 | General Electrical (Cables, Containment, Power, Data) | ACTIVE | BC-0028
CAT-0099 | CATEGORY | IMME component class (Push-button stations) | DISC-ELEC | 3980 | General Electrical (Cables, Containment, Power, Data) | ACTIVE | BC-0028
CAT-0100 | CATEGORY | IMME component class (Weatherproof junction box/enclosure) | DISC-ELEC | 3985 | General Electrical (Cables, Containment, Power, Data) | ACTIVE | BC-0028
CAT-0101 | CATEGORY | IMME LightPower final-circuit accessory system | DISC-ELEC | 3991 | General Electrical (Cables, Containment, Power, Data) | ACTIVE | BC-0028
CAT-0102 | CATEGORY | IMME LightSense lighting-control system (project-specific budget) | DISC-ELEC | 4061 | Lighting & Luminaires (Split Actual Fitting Cost onto OFCI/CFCI if Known) | ACTIVE | BC-0029
CAT-0103 | CATEGORY | IMME SecureAccess entry-control system | DISC-ELEC | 4083 | CCTV, Access control and Security Systems | ACTIVE | BC-0030
CAT-0104 | CATEGORY | IMME SecureSense intruder alarm + CCTV system | DISC-ELEC | 4096 | CCTV, Access control and Security Systems | ACTIVE | BC-0030
CAT-0105 | CATEGORY | IMME SecureCore central management + recording system | DISC-ELEC | 4121 | CCTV, Access control and Security Systems | ACTIVE | BC-0030
CAT-0106 | CATEGORY | IMME ConnectNet telecoms + data system | DISC-ELEC | 4144 | ICT / Communications, TV and Data | ACTIVE | BC-0031
CAT-0107 | CATEGORY | IMME ConnectNet cabinet + active network system | DISC-ELEC | 4203 | ICT / Communications, TV and Data | ACTIVE | BC-0031
CAT-0108 | CATEGORY | IMME MediaNet audio-visual system (project-specific budget) | DISC-ELEC | 4222 | ICT / Communications, TV and Data | ACTIVE | BC-0031
CAT-0109 | CATEGORY | IMME ShadeControl powered-blind system (project-specific budget) | DISC-ELEC | 4243 | Powered Blinds | ACTIVE | BC-0032
CAT-0110 | CATEGORY | IMME CareSense nurse-call system (project-specific budget) | DISC-ELEC | 4259 | Nurse Call Specialist Systems | ACTIVE | BC-0033
CAT-0111 | CATEGORY | IMME FireSense detection + alarm system | DISC-ELEC | 4275 | Fire Detection & Alarm incl. Disabled Alarm | ACTIVE | BC-0034
CAT-0112 | CATEGORY | IMME LifeSafe disabled alarm + refuge system | DISC-ELEC | 4319 | Fire Detection & Alarm incl. Disabled Alarm | ACTIVE | BC-0034
CAT-0113 | CATEGORY | IMME VoiceSafe public-address + voice-alarm system | DISC-ELEC | 4333 | Fire Detection & Alarm incl. Disabled Alarm | ACTIVE | BC-0034
CAT-0114 | CATEGORY | IMME SolarCore photovoltaic-generation system (project-specific budget) | DISC-ELEC | 4349 | Photovoltaic/Solar | ACTIVE | BC-0035
CAT-0115 | CATEGORY | IMME EarthCore protective conductor system | DISC-ELEC | 4370 | Lightning Protection & Earthing | ACTIVE | BC-0036
CAT-0116 | CATEGORY | IMME EarthShield bonding + lightning protection system | DISC-ELEC | 4388 | Lightning Protection & Earthing | ACTIVE | BC-0036
CAT-0117 | CATEGORY | IMME LiftPower lift electrical-supply system | DISC-ELEC | 4467 | Lift POWER SUPPLY ONLY | ACTIVE | BC-0037
SUB-0001 | SUBCATEGORY | Heat-generation duty band (DHW boiler) | CAT-0001 | 3 | Boilers | ACTIVE | BC-0001
SUB-0002 | SUBCATEGORY | Steam-production duty class (packaged steam generator) | CAT-0001 | 12 | Boilers | ACTIVE | BC-0001
SUB-0003 | SUBCATEGORY | Commercial LTHW condensing boiler duty band | CAT-0002 | 19 | Boilers | ACTIVE | BC-0001
SUB-0004 | SUBCATEGORY | Commercial boiler flue/chimney diameter band | CAT-0003 | 28 | Boilers | ACTIVE | BC-0001
SUB-0005 | SUBCATEGORY | Boiler cascade control module band | CAT-0004 | 35 | Boilers | ACTIVE | BC-0001
SUB-0006 | SUBCATEGORY | Boiler condensate + safety accessory band | CAT-0004 | 39 | Boilers | ACTIVE | BC-0001
SUB-0007 | SUBCATEGORY | Closed-loop pressure module (pressurisation unit) | CAT-0005 | 45 | Pumps & Booster Sets | ACTIVE | BC-0002
SUB-0008 | SUBCATEGORY | Single-head circulation pump duty band | CAT-0006 | 50 | Pumps & Booster Sets | ACTIVE | BC-0002
SUB-0009 | SUBCATEGORY | Twin-head circulation pump duty band | CAT-0006 | 56 | Pumps & Booster Sets | ACTIVE | BC-0002
SUB-0010 | SUBCATEGORY | Single-stage in-line pump motor/duty band | CAT-0007 | 63 | Pumps & Booster Sets | ACTIVE | BC-0002
SUB-0011 | SUBCATEGORY | End-suction pump motor/duty band | CAT-0008 | 67 | Pumps & Booster Sets | ACTIVE | BC-0002
SUB-0012 | SUBCATEGORY | Twin-pump potable-water booster set duty band | CAT-0009 | 74 | Pumps & Booster Sets | ACTIVE | BC-0002
SUB-0013 | SUBCATEGORY | Submersible drainage/sump pump motor band | CAT-0010 | 80 | Pumps & Booster Sets | ACTIVE | BC-0002
SUB-0014 | SUBCATEGORY | Submersible sewage/wastewater pump motor band | CAT-0011 | 86 | Pumps & Booster Sets | ACTIVE | BC-0002
SUB-0015 | SUBCATEGORY | Packaged chilled-water pump-room duty band | CAT-0012 | 92 | Pumps & Booster Sets | ACTIVE | BC-0002
SUB-0016 | SUBCATEGORY | Packaged condenser-water pump-room duty band | CAT-0012 | 97 | Pumps & Booster Sets | ACTIVE | BC-0002
SUB-0017 | SUBCATEGORY | Pump-room skid/header class | CAT-0012 | 101 | Pumps & Booster Sets | ACTIVE | BC-0002
SUB-0018 | SUBCATEGORY | Packaged pump-room controls/interface | CAT-0012 | 105 | Pumps & Booster Sets | ACTIVE | BC-0002
SUB-0019 | SUBCATEGORY | Air-cooled chiller duty band | CAT-0013 | 109 | Chillers and Water Coolers / Towers | ACTIVE | BC-0003
SUB-0020 | SUBCATEGORY | Water-cooled chiller duty band | CAT-0013 | 115 | Chillers and Water Coolers / Towers | ACTIVE | BC-0003
SUB-0021 | SUBCATEGORY | Cooling tower duty band | CAT-0013 | 120 | Chillers and Water Coolers / Towers | ACTIVE | BC-0003
SUB-0022 | SUBCATEGORY | Dry air cooler duty band | CAT-0013 | 125 | Chillers and Water Coolers / Towers | ACTIVE | BC-0003
SUB-0023 | SUBCATEGORY | Chiller ancillary equipment | CAT-0013 | 130 | Chillers and Water Coolers / Towers | ACTIVE | BC-0003
SUB-0024 | SUBCATEGORY | Standard AHU airflow duty band | CAT-0014 | 135 | Air Handling Units | ACTIVE | BC-0004
SUB-0025 | SUBCATEGORY | Heat-recovery AHU airflow duty band | CAT-0014 | 141 | Air Handling Units | ACTIVE | BC-0004
SUB-0026 | SUBCATEGORY | Fresh-air AHU duty band | CAT-0014 | 145 | Air Handling Units | ACTIVE | BC-0004
SUB-0027 | SUBCATEGORY | AHU coil configuration class | CAT-0014 | 149 | Air Handling Units | ACTIVE | BC-0004
SUB-0028 | SUBCATEGORY | AHU filtration class | CAT-0014 | 153 | Air Handling Units | ACTIVE | BC-0004
SUB-0029 | SUBCATEGORY | AHU ancillary/control equipment | CAT-0014 | 156 | Air Handling Units | ACTIVE | BC-0004
SUB-0030 | SUBCATEGORY | Fan-wall airflow/cooling duty band | CAT-0015 | 160 | Air Handling Units | ACTIVE | BC-0004
SUB-0031 | SUBCATEGORY | Fan-array module class | CAT-0015 | 165 | Air Handling Units | ACTIVE | BC-0004
SUB-0032 | SUBCATEGORY | Fan-wall control/interface equipment | CAT-0015 | 168 | Air Handling Units | ACTIVE | BC-0004
SUB-0033 | SUBCATEGORY | Air-source heat-pump heating duty band | CAT-0016 | 172 | Air Source Heat Pumps / Ground Source Heat Pumps | ACTIVE | BC-0005
SUB-0034 | SUBCATEGORY | Air-source reversible heat-pump duty band | CAT-0016 | 178 | Air Source Heat Pumps / Ground Source Heat Pumps | ACTIVE | BC-0005
SUB-0035 | SUBCATEGORY | Ground-source heat-pump duty band | CAT-0016 | 183 | Air Source Heat Pumps / Ground Source Heat Pumps | ACTIVE | BC-0005
SUB-0036 | SUBCATEGORY | Heat-pump buffer/hydraulic interface | CAT-0016 | 188 | Air Source Heat Pumps / Ground Source Heat Pumps | ACTIVE | BC-0005
SUB-0037 | SUBCATEGORY | Heat-pump ancillary/control equipment | CAT-0016 | 192 | Air Source Heat Pumps / Ground Source Heat Pumps | ACTIVE | BC-0005
SUB-0038 | SUBCATEGORY | Combined heat/power module band (CHP) | CAT-0017 | 197 | CHP Units / Other District Heating Plant | ACTIVE | BC-0006
SUB-0039 | SUBCATEGORY | CHP exhaust/flue diameter band | CAT-0018 | 216 | CHP Units / Other District Heating Plant | ACTIVE | BC-0006
SUB-0040 | SUBCATEGORY | CHP gas train duty band | CAT-0018 | 222 | CHP Units / Other District Heating Plant | ACTIVE | BC-0006
SUB-0041 | SUBCATEGORY | CHP acoustic enclosure duty band | CAT-0019 | 228 | CHP Units / Other District Heating Plant | ACTIVE | BC-0006
SUB-0042 | SUBCATEGORY | CHP supervisory control + commissioning band | CAT-0019 | 232 | CHP Units / Other District Heating Plant | ACTIVE | BC-0006
SUB-0043 | SUBCATEGORY | District-heating interface station duty band | CAT-0020 | 237 | CHP Units / Other District Heating Plant | ACTIVE | BC-0006
SUB-0044 | SUBCATEGORY | Fan-coil unit duty band | CAT-0021 | 243 | Air Conditioning Equipment, Condensers, FCU's, CRF Units | ACTIVE | BC-0007
SUB-0045 | SUBCATEGORY | VRF indoor-unit class | CAT-0021 | 247 | Air Conditioning Equipment, Condensers, FCU's, CRF Units | ACTIVE | BC-0007
SUB-0046 | SUBCATEGORY | VRF outdoor-unit duty band | CAT-0021 | 251 | Air Conditioning Equipment, Condensers, FCU's, CRF Units | ACTIVE | BC-0007
SUB-0047 | SUBCATEGORY | Split-system indoor-unit class | CAT-0021 | 255 | Air Conditioning Equipment, Condensers, FCU's, CRF Units | ACTIVE | BC-0007
SUB-0048 | SUBCATEGORY | Split-system condenser duty band | CAT-0021 | 259 | Air Conditioning Equipment, Condensers, FCU's, CRF Units | ACTIVE | BC-0007
SUB-0049 | SUBCATEGORY | Refrigerant branch/interface equipment | CAT-0021 | 263 | Air Conditioning Equipment, Condensers, FCU's, CRF Units | ACTIVE | BC-0007
SUB-0050 | SUBCATEGORY | CRAH sensible-cooling duty band | CAT-0022 | 268 | Air Conditioning Equipment, Condensers, FCU's, CRF Units | ACTIVE | BC-0007
SUB-0051 | SUBCATEGORY | CRAH airflow duty band | CAT-0022 | 273 | Air Conditioning Equipment, Condensers, FCU's, CRF Units | ACTIVE | BC-0007
SUB-0052 | SUBCATEGORY | CRAH fan/control equipment | CAT-0022 | 277 | Air Conditioning Equipment, Condensers, FCU's, CRF Units | ACTIVE | BC-0007
SUB-0053 | SUBCATEGORY | CRAC cooling-duty band | CAT-0023 | 281 | Air Conditioning Equipment, Condensers, FCU's, CRF Units | ACTIVE | BC-0007
SUB-0054 | SUBCATEGORY | DX CRAC configuration class | CAT-0023 | 286 | Air Conditioning Equipment, Condensers, FCU's, CRF Units | ACTIVE | BC-0007
SUB-0055 | SUBCATEGORY | CRAC condenser/interface equipment | CAT-0023 | 289 | Air Conditioning Equipment, Condensers, FCU's, CRF Units | ACTIVE | BC-0007
SUB-0056 | SUBCATEGORY | CRAC control equipment | CAT-0023 | 293 | Air Conditioning Equipment, Condensers, FCU's, CRF Units | ACTIVE | BC-0007
SUB-0057 | SUBCATEGORY | WC appliance class | CAT-0024 | 297 | Sanitaryware | ACTIVE | BC-0008
SUB-0058 | SUBCATEGORY | Wash-hand basin appliance class | CAT-0024 | 301 | Sanitaryware | ACTIVE | BC-0008
SUB-0059 | SUBCATEGORY | Urinal appliance class | CAT-0024 | 305 | Sanitaryware | ACTIVE | BC-0008
SUB-0060 | SUBCATEGORY | Shower appliance class | CAT-0024 | 309 | Sanitaryware | ACTIVE | BC-0008
SUB-0061 | SUBCATEGORY | Sink appliance class | CAT-0024 | 312 | Sanitaryware | ACTIVE | BC-0008
SUB-0062 | SUBCATEGORY | Accessible sanitaryware package | CAT-0024 | 315 | Sanitaryware | ACTIVE | BC-0008
SUB-0063 | SUBCATEGORY | Sanitary brassware/accessory class | CAT-0024 | 317 | Sanitaryware | ACTIVE | BC-0008
SUB-0064 | SUBCATEGORY | Wall-mounted panel/convector heater duty band | CAT-0025 | 322 | Electric Heaters | ACTIVE | BC-0009
SUB-0065 | SUBCATEGORY | Commercial electric fan-heater duty band | CAT-0025 | 328 | Electric Heaters | ACTIVE | BC-0009
SUB-0066 | SUBCATEGORY | Tubular/frost-protection heater class | CAT-0025 | 333 | Electric Heaters | ACTIVE | BC-0009
SUB-0067 | SUBCATEGORY | Rainwater storage tank volume band | CAT-0026 | 338 | Rainwater Harvesting | ACTIVE | BC-0010
SUB-0068 | SUBCATEGORY | Rainwater harvesting pump-set duty band | CAT-0026 | 342 | Rainwater Harvesting | ACTIVE | BC-0010
SUB-0069 | SUBCATEGORY | Rainwater filtration/treatment class | CAT-0026 | 346 | Rainwater Harvesting | ACTIVE | BC-0010
SUB-0070 | SUBCATEGORY | Rainwater control-panel class | CAT-0026 | 349 | Rainwater Harvesting | ACTIVE | BC-0010
SUB-0071 | SUBCATEGORY | Mains top-up/interface equipment | CAT-0026 | 352 | Rainwater Harvesting | ACTIVE | BC-0010
SUB-0072 | SUBCATEGORY | Local temperature display (thermometer/gauge) | CAT-0027 | 356 | Other Misc Plant | ACTIVE | BC-0011
SUB-0073 | SUBCATEGORY | Thermal exchange module (plate heat exchanger) | CAT-0027 | 359 | Other Misc Plant | ACTIVE | BC-0011
SUB-0074 | SUBCATEGORY | Hot-water storage recovery module (calorifier) | CAT-0027 | 372 | Other Misc Plant | ACTIVE | BC-0011
SUB-0075 | SUBCATEGORY | IMME size/duty mark — Single-circuit perimeter heater modules | CAT-0027 | 381 | Other Misc Plant | ACTIVE | BC-0011
SUB-0076 | SUBCATEGORY | IMME size/duty mark — Twin-circuit perimeter heater modules | CAT-0027 | 386 | Other Misc Plant | ACTIVE | BC-0011
SUB-0077 | SUBCATEGORY | Water incident detection package (leak detection) | CAT-0027 | 391 | Other Misc Plant | ACTIVE | BC-0011
SUB-0078 | SUBCATEGORY | Thermal energy measurement package (energy meter) | CAT-0027 | 401 | Other Misc Plant | ACTIVE | BC-0011
SUB-0079 | SUBCATEGORY | Closed-system expansion vessel volume band | CAT-0028 | 415 | Other Misc Plant | ACTIVE | BC-0011
SUB-0080 | SUBCATEGORY | Buffer vessel volume band | CAT-0028 | 422 | Other Misc Plant | ACTIVE | BC-0011
SUB-0081 | SUBCATEGORY | Air/dirt separator nominal-bore band | CAT-0029 | 429 | Other Misc Plant | ACTIVE | BC-0011
SUB-0082 | SUBCATEGORY | Chemical dosing + side-stream treatment band | CAT-0030 | 436 | Other Misc Plant | ACTIVE | BC-0011
SUB-0083 | SUBCATEGORY | Air-compressor duty band | CAT-0031 | 444 | Other Misc Plant | ACTIVE | BC-0011
SUB-0084 | SUBCATEGORY | Compressed-air receiver volume band | CAT-0031 | 449 | Other Misc Plant | ACTIVE | BC-0011
SUB-0085 | SUBCATEGORY | Refrigerant/desiccant dryer duty band | CAT-0031 | 453 | Other Misc Plant | ACTIVE | BC-0011
SUB-0086 | SUBCATEGORY | Compressed-air filtration class | CAT-0031 | 457 | Other Misc Plant | ACTIVE | BC-0011
SUB-0087 | SUBCATEGORY | Compressed-air distribution accessory | CAT-0031 | 460 | Other Misc Plant | ACTIVE | BC-0011
SUB-0088 | SUBCATEGORY | Compressor control equipment | CAT-0031 | 463 | Other Misc Plant | ACTIVE | BC-0011
SUB-0089 | SUBCATEGORY | Vacuum-pump duty band | CAT-0032 | 466 | Other Misc Plant | ACTIVE | BC-0011
SUB-0090 | SUBCATEGORY | Vacuum receiver volume band | CAT-0032 | 470 | Other Misc Plant | ACTIVE | BC-0011
SUB-0091 | SUBCATEGORY | Vacuum filtration/separation class | CAT-0032 | 473 | Other Misc Plant | ACTIVE | BC-0011
SUB-0092 | SUBCATEGORY | Vacuum control-panel class | CAT-0032 | 476 | Other Misc Plant | ACTIVE | BC-0011
SUB-0093 | SUBCATEGORY | Vacuum distribution accessory | CAT-0032 | 479 | Other Misc Plant | ACTIVE | BC-0011
SUB-0094 | SUBCATEGORY | Specialist-gas manifold class | CAT-0033 | 483 | Other Misc Plant | ACTIVE | BC-0011
SUB-0095 | SUBCATEGORY | Pressure-regulator station class | CAT-0033 | 487 | Other Misc Plant | ACTIVE | BC-0011
SUB-0096 | SUBCATEGORY | Gas-cylinder bank/interface class | CAT-0033 | 490 | Other Misc Plant | ACTIVE | BC-0011
SUB-0097 | SUBCATEGORY | Gas detection/interface equipment | CAT-0033 | 493 | Other Misc Plant | ACTIVE | BC-0011
SUB-0098 | SUBCATEGORY | Specialist-gas distribution accessory | CAT-0033 | 496 | Other Misc Plant | ACTIVE | BC-0011
SUB-0099 | SUBCATEGORY | Medical-air plant duty band | CAT-0034 | 500 | Other Misc Plant | ACTIVE | BC-0011
SUB-0100 | SUBCATEGORY | Medical-vacuum plant duty band | CAT-0034 | 503 | Other Misc Plant | ACTIVE | BC-0011
SUB-0101 | SUBCATEGORY | Oxygen manifold class | CAT-0034 | 506 | Other Misc Plant | ACTIVE | BC-0011
SUB-0102 | SUBCATEGORY | Area valve service unit | CAT-0034 | 509 | Other Misc Plant | ACTIVE | BC-0011
SUB-0103 | SUBCATEGORY | Medical-gas terminal unit | CAT-0034 | 512 | Other Misc Plant | ACTIVE | BC-0011
SUB-0104 | SUBCATEGORY | Medical-gas alarm panel class | CAT-0034 | 514 | Other Misc Plant | ACTIVE | BC-0011
SUB-0105 | SUBCATEGORY | Incoming water-service size band | CAT-0035 | 518 | Mechanical Incoming External Services / Mains (Gas & Water) | ACTIVE | BC-0012
SUB-0106 | SUBCATEGORY | Incoming gas-service size band | CAT-0035 | 524 | Mechanical Incoming External Services / Mains (Gas & Water) | ACTIVE | BC-0012
SUB-0107 | SUBCATEGORY | Water meter/interface class | CAT-0035 | 530 | Mechanical Incoming External Services / Mains (Gas & Water) | ACTIVE | BC-0012
SUB-0108 | SUBCATEGORY | Gas meter/interface class | CAT-0035 | 534 | Mechanical Incoming External Services / Mains (Gas & Water) | ACTIVE | BC-0012
SUB-0109 | SUBCATEGORY | Incoming pressure-regulation equipment | CAT-0035 | 538 | Mechanical Incoming External Services / Mains (Gas & Water) | ACTIVE | BC-0012
SUB-0110 | SUBCATEGORY | Utility intake ancillary equipment | CAT-0035 | 542 | Mechanical Incoming External Services / Mains (Gas & Water) | ACTIVE | BC-0012
SUB-0111 | SUBCATEGORY | Sprinkler head class | CAT-0036 | 546 | Incoming Sprinkler Mains & Hydrants | ACTIVE | BC-0013
SUB-0112 | SUBCATEGORY | Sprinkler pipework size band | CAT-0036 | 550 | Incoming Sprinkler Mains & Hydrants | ACTIVE | BC-0013
SUB-0113 | SUBCATEGORY | Sprinkler valve-set class | CAT-0036 | 557 | Incoming Sprinkler Mains & Hydrants | ACTIVE | BC-0013
SUB-0114 | SUBCATEGORY | Fire hydrant equipment class | CAT-0036 | 561 | Incoming Sprinkler Mains & Hydrants | ACTIVE | BC-0013
SUB-0115 | SUBCATEGORY | Fire-hose reel equipment class | CAT-0036 | 564 | Incoming Sprinkler Mains & Hydrants | ACTIVE | BC-0013
SUB-0116 | SUBCATEGORY | Fire-pump set duty band | CAT-0036 | 566 | Incoming Sprinkler Mains & Hydrants | ACTIVE | BC-0013
SUB-0117 | SUBCATEGORY | Sprinkler control/monitoring equipment | CAT-0036 | 570 | Incoming Sprinkler Mains & Hydrants | ACTIVE | BC-0013
SUB-0118 | SUBCATEGORY | Linear service route (pipe) | CAT-0037 | 574 | General Mechanical | ACTIVE | BC-0014
SUB-0119 | SUBCATEGORY | Join interface (coupling) | CAT-0037 | 592 | General Mechanical | ACTIVE | BC-0014
SUB-0120 | SUBCATEGORY | Terminal seal point (end cap) | CAT-0037 | 609 | General Mechanical | ACTIVE | BC-0014
SUB-0121 | SUBCATEGORY | Diameter transition interface (reducer) | CAT-0037 | 626 | General Mechanical | ACTIVE | BC-0014
SUB-0122 | SUBCATEGORY | Route-change geometry (bend) | CAT-0037 | 640 | General Mechanical | ACTIVE | BC-0014
SUB-0123 | SUBCATEGORY | Equal branch node (equal tee) | CAT-0037 | 655 | General Mechanical | ACTIVE | BC-0014
SUB-0124 | SUBCATEGORY | Stepped branch node (reducing tee/branch) | CAT-0037 | 669 | General Mechanical | ACTIVE | BC-0014
SUB-0125 | SUBCATEGORY | Linear service route (pipe) | CAT-0038 | 682 | General Mechanical | ACTIVE | BC-0014
SUB-0126 | SUBCATEGORY | Join interface (coupling) | CAT-0038 | 700 | General Mechanical | ACTIVE | BC-0014
SUB-0127 | SUBCATEGORY | Terminal seal point (end cap) | CAT-0038 | 717 | General Mechanical | ACTIVE | BC-0014
SUB-0128 | SUBCATEGORY | Diameter transition interface (reducer) | CAT-0038 | 734 | General Mechanical | ACTIVE | BC-0014
SUB-0129 | SUBCATEGORY | Route-change geometry (bend) | CAT-0038 | 748 | General Mechanical | ACTIVE | BC-0014
SUB-0130 | SUBCATEGORY | Equal branch node (equal tee) | CAT-0038 | 763 | General Mechanical | ACTIVE | BC-0014
SUB-0131 | SUBCATEGORY | Stepped branch node (reducing tee/branch) | CAT-0038 | 777 | General Mechanical | ACTIVE | BC-0014
SUB-0132 | SUBCATEGORY | Waste service route (waste pipe) | CAT-0039 | 790 | General Mechanical | ACTIVE | BC-0014
SUB-0133 | SUBCATEGORY | Inspection route section (access pipe) | CAT-0039 | 800 | General Mechanical | ACTIVE | BC-0014
SUB-0134 | SUBCATEGORY | Line retaining support (pipe clip) | CAT-0039 | 804 | General Mechanical | ACTIVE | BC-0014
SUB-0135 | SUBCATEGORY | Inspection closure point (access plug) | CAT-0039 | 814 | General Mechanical | ACTIVE | BC-0014
SUB-0136 | SUBCATEGORY | Join interfaces (couplings) | CAT-0039 | 818 | General Mechanical | ACTIVE | BC-0014
SUB-0137 | SUBCATEGORY | Demountable join interface (union) | CAT-0039 | 825 | General Mechanical | ACTIVE | BC-0014
SUB-0138 | SUBCATEGORY | Socket transition interface (socket) | CAT-0039 | 832 | General Mechanical | ACTIVE | BC-0014
SUB-0139 | SUBCATEGORY | Route-change geometry (bend) | CAT-0039 | 839 | General Mechanical | ACTIVE | BC-0014
SUB-0140 | SUBCATEGORY | Swept branch node (swept tee) | CAT-0039 | 848 | General Mechanical | ACTIVE | BC-0014
SUB-0141 | SUBCATEGORY | Foot outlet transition (shoe) | CAT-0039 | 852 | General Mechanical | ACTIVE | BC-0014
SUB-0142 | SUBCATEGORY | Branch node fittings (branch) | CAT-0039 | 859 | General Mechanical | ACTIVE | BC-0014
SUB-0143 | SUBCATEGORY | Threaded metal adapter (male/female iron adaptor) | CAT-0039 | 864 | General Mechanical | ACTIVE | BC-0014
SUB-0144 | SUBCATEGORY | Nut-lock transition (nut adaptor) | CAT-0039 | 868 | General Mechanical | ACTIVE | BC-0014
SUB-0145 | SUBCATEGORY | Line stop point (stop end) | CAT-0039 | 871 | General Mechanical | ACTIVE | BC-0014
SUB-0146 | SUBCATEGORY | Angular route interface (angle) | CAT-0039 | 875 | General Mechanical | ACTIVE | BC-0014
SUB-0147 | SUBCATEGORY | Roof discharge interface (roof outlet) | CAT-0039 | 879 | General Mechanical | ACTIVE | BC-0014
SUB-0148 | SUBCATEGORY | Waste service route (waste pipe) | CAT-0040 | 888 | General Mechanical | ACTIVE | BC-0014
SUB-0149 | SUBCATEGORY | Inspection route section (access pipe) | CAT-0040 | 898 | General Mechanical | ACTIVE | BC-0014
SUB-0150 | SUBCATEGORY | Line retaining support (pipe clip) | CAT-0040 | 902 | General Mechanical | ACTIVE | BC-0014
SUB-0151 | SUBCATEGORY | Inspection closure point (access plug) | CAT-0040 | 912 | General Mechanical | ACTIVE | BC-0014
SUB-0152 | SUBCATEGORY | Join interfaces (couplings) | CAT-0040 | 916 | General Mechanical | ACTIVE | BC-0014
SUB-0153 | SUBCATEGORY | Demountable join interface (union) | CAT-0040 | 923 | General Mechanical | ACTIVE | BC-0014
SUB-0154 | SUBCATEGORY | Socket transition interface (socket) | CAT-0040 | 930 | General Mechanical | ACTIVE | BC-0014
SUB-0155 | SUBCATEGORY | Route-change geometry (bend) | CAT-0040 | 937 | General Mechanical | ACTIVE | BC-0014
SUB-0156 | SUBCATEGORY | Swept branch node (swept tee) | CAT-0040 | 946 | General Mechanical | ACTIVE | BC-0014
SUB-0157 | SUBCATEGORY | Foot outlet transition (shoe) | CAT-0040 | 950 | General Mechanical | ACTIVE | BC-0014
SUB-0158 | SUBCATEGORY | Branch node fittings (branch) | CAT-0040 | 957 | General Mechanical | ACTIVE | BC-0014
SUB-0159 | SUBCATEGORY | Threaded metal adapter (male/female iron adaptor) | CAT-0040 | 962 | General Mechanical | ACTIVE | BC-0014
SUB-0160 | SUBCATEGORY | Nut-lock transition (nut adaptor) | CAT-0040 | 966 | General Mechanical | ACTIVE | BC-0014
SUB-0161 | SUBCATEGORY | Line stop point (stop end) | CAT-0040 | 969 | General Mechanical | ACTIVE | BC-0014
SUB-0162 | SUBCATEGORY | Angular route interface (angle) | CAT-0040 | 973 | General Mechanical | ACTIVE | BC-0014
SUB-0163 | SUBCATEGORY | Roof discharge interface (roof outlet) | CAT-0040 | 977 | General Mechanical | ACTIVE | BC-0014
SUB-0164 | SUBCATEGORY | Waste service route (waste pipe) | CAT-0041 | 986 | General Mechanical | ACTIVE | BC-0014
SUB-0165 | SUBCATEGORY | Inspection route section (access pipe) | CAT-0041 | 996 | General Mechanical | ACTIVE | BC-0014
SUB-0166 | SUBCATEGORY | Line retaining support (pipe clip) | CAT-0041 | 1000 | General Mechanical | ACTIVE | BC-0014
SUB-0167 | SUBCATEGORY | Inspection closure point (access plug) | CAT-0041 | 1010 | General Mechanical | ACTIVE | BC-0014
SUB-0168 | SUBCATEGORY | Join interfaces (couplings) | CAT-0041 | 1014 | General Mechanical | ACTIVE | BC-0014
SUB-0169 | SUBCATEGORY | Demountable join interface (union) | CAT-0041 | 1021 | General Mechanical | ACTIVE | BC-0014
SUB-0170 | SUBCATEGORY | Socket transition interface (socket) | CAT-0041 | 1028 | General Mechanical | ACTIVE | BC-0014
SUB-0171 | SUBCATEGORY | Route-change geometry (bend) | CAT-0041 | 1035 | General Mechanical | ACTIVE | BC-0014
SUB-0172 | SUBCATEGORY | Swept branch node (swept tee) | CAT-0041 | 1044 | General Mechanical | ACTIVE | BC-0014
SUB-0173 | SUBCATEGORY | Foot outlet transition (shoe) | CAT-0041 | 1048 | General Mechanical | ACTIVE | BC-0014
SUB-0174 | SUBCATEGORY | Branch node fittings (branch) | CAT-0041 | 1055 | General Mechanical | ACTIVE | BC-0014
SUB-0175 | SUBCATEGORY | Threaded metal adapter (male/female iron adaptor) | CAT-0041 | 1060 | General Mechanical | ACTIVE | BC-0014
SUB-0176 | SUBCATEGORY | Nut-lock transition (nut adaptor) | CAT-0041 | 1064 | General Mechanical | ACTIVE | BC-0014
SUB-0177 | SUBCATEGORY | Line stop point (stop end) | CAT-0041 | 1067 | General Mechanical | ACTIVE | BC-0014
SUB-0178 | SUBCATEGORY | Angular route interface (angle) | CAT-0041 | 1071 | General Mechanical | ACTIVE | BC-0014
SUB-0179 | SUBCATEGORY | Roof discharge interface (roof outlet) | CAT-0041 | 1075 | General Mechanical | ACTIVE | BC-0014
SUB-0180 | SUBCATEGORY | Waste service route (waste pipe) | CAT-0042 | 1084 | General Mechanical | ACTIVE | BC-0014
SUB-0181 | SUBCATEGORY | Inspection route section (access pipe) | CAT-0042 | 1094 | General Mechanical | ACTIVE | BC-0014
SUB-0182 | SUBCATEGORY | Line retaining support (pipe clip) | CAT-0042 | 1098 | General Mechanical | ACTIVE | BC-0014
SUB-0183 | SUBCATEGORY | Inspection closure point (access plug) | CAT-0042 | 1108 | General Mechanical | ACTIVE | BC-0014
SUB-0184 | SUBCATEGORY | Join interfaces (couplings) | CAT-0042 | 1112 | General Mechanical | ACTIVE | BC-0014
SUB-0185 | SUBCATEGORY | Demountable join interface (union) | CAT-0042 | 1119 | General Mechanical | ACTIVE | BC-0014
SUB-0186 | SUBCATEGORY | Socket transition interface (socket) | CAT-0042 | 1126 | General Mechanical | ACTIVE | BC-0014
SUB-0187 | SUBCATEGORY | Route-change geometry (bend) | CAT-0042 | 1133 | General Mechanical | ACTIVE | BC-0014
SUB-0188 | SUBCATEGORY | Swept branch node (swept tee) | CAT-0042 | 1142 | General Mechanical | ACTIVE | BC-0014
SUB-0189 | SUBCATEGORY | Foot outlet transition (shoe) | CAT-0042 | 1146 | General Mechanical | ACTIVE | BC-0014
SUB-0190 | SUBCATEGORY | Branch node fittings (branch) | CAT-0042 | 1153 | General Mechanical | ACTIVE | BC-0014
SUB-0191 | SUBCATEGORY | Threaded metal adapter (male/female iron adaptor) | CAT-0042 | 1158 | General Mechanical | ACTIVE | BC-0014
SUB-0192 | SUBCATEGORY | Nut-lock transition (nut adaptor) | CAT-0042 | 1162 | General Mechanical | ACTIVE | BC-0014
SUB-0193 | SUBCATEGORY | Line stop point (stop end) | CAT-0042 | 1165 | General Mechanical | ACTIVE | BC-0014
SUB-0194 | SUBCATEGORY | Angular route interface (angle) | CAT-0042 | 1169 | General Mechanical | ACTIVE | BC-0014
SUB-0195 | SUBCATEGORY | Roof discharge interface (roof outlet) | CAT-0042 | 1173 | General Mechanical | ACTIVE | BC-0014
SUB-0196 | SUBCATEGORY | Waste service route (waste pipe) | CAT-0043 | 1182 | General Mechanical | ACTIVE | BC-0014
SUB-0197 | SUBCATEGORY | Inspection route section (access pipe) | CAT-0043 | 1192 | General Mechanical | ACTIVE | BC-0014
SUB-0198 | SUBCATEGORY | Line retaining support (pipe clip) | CAT-0043 | 1196 | General Mechanical | ACTIVE | BC-0014
SUB-0199 | SUBCATEGORY | Inspection closure point (access plug) | CAT-0043 | 1206 | General Mechanical | ACTIVE | BC-0014
SUB-0200 | SUBCATEGORY | Join interfaces (couplings) | CAT-0043 | 1210 | General Mechanical | ACTIVE | BC-0014
SUB-0201 | SUBCATEGORY | Demountable join interface (union) | CAT-0043 | 1217 | General Mechanical | ACTIVE | BC-0014
SUB-0202 | SUBCATEGORY | Socket transition interface (socket) | CAT-0043 | 1224 | General Mechanical | ACTIVE | BC-0014
SUB-0203 | SUBCATEGORY | Route-change geometry (bend) | CAT-0043 | 1231 | General Mechanical | ACTIVE | BC-0014
SUB-0204 | SUBCATEGORY | Swept branch node (swept tee) | CAT-0043 | 1240 | General Mechanical | ACTIVE | BC-0014
SUB-0205 | SUBCATEGORY | Foot outlet transition (shoe) | CAT-0043 | 1244 | General Mechanical | ACTIVE | BC-0014
SUB-0206 | SUBCATEGORY | Branch node fittings (branch) | CAT-0043 | 1251 | General Mechanical | ACTIVE | BC-0014
SUB-0207 | SUBCATEGORY | Threaded metal adapter (male/female iron adaptor) | CAT-0043 | 1256 | General Mechanical | ACTIVE | BC-0014
SUB-0208 | SUBCATEGORY | Nut-lock transition (nut adaptor) | CAT-0043 | 1260 | General Mechanical | ACTIVE | BC-0014
SUB-0209 | SUBCATEGORY | Line stop point (stop end) | CAT-0043 | 1263 | General Mechanical | ACTIVE | BC-0014
SUB-0210 | SUBCATEGORY | Angular route interface (angle) | CAT-0043 | 1267 | General Mechanical | ACTIVE | BC-0014
SUB-0211 | SUBCATEGORY | Roof discharge interface (roof outlet) | CAT-0043 | 1271 | General Mechanical | ACTIVE | BC-0014
SUB-0212 | SUBCATEGORY | Linear service route (pipe) | CAT-0044 | 1280 | General Mechanical | ACTIVE | BC-0014
SUB-0213 | SUBCATEGORY | IMME Air route component (Ductile Iron Pipe) | CAT-0044 | 1289 | General Mechanical | ACTIVE | BC-0014
SUB-0214 | SUBCATEGORY | IMME Support interface component (Support brackets) | CAT-0044 | 1295 | General Mechanical | ACTIVE | BC-0014
SUB-0215 | SUBCATEGORY | IMME Support interface component (Heavy-duty stack support brackets) | CAT-0044 | 1300 | General Mechanical | ACTIVE | BC-0014
SUB-0216 | SUBCATEGORY | Join interfaces (couplings) | CAT-0044 | 1305 | General Mechanical | ACTIVE | BC-0014
SUB-0217 | SUBCATEGORY | Diameter transition interface (reducer) | CAT-0044 | 1314 | General Mechanical | ACTIVE | BC-0014
SUB-0218 | SUBCATEGORY | Blanking seal point (blank cap) | CAT-0044 | 1322 | General Mechanical | ACTIVE | BC-0014
SUB-0219 | SUBCATEGORY | Line stop point (stop end) | CAT-0044 | 1331 | General Mechanical | ACTIVE | BC-0014
SUB-0220 | SUBCATEGORY | Route-change geometry (bend) | CAT-0044 | 1336 | General Mechanical | ACTIVE | BC-0014
SUB-0221 | SUBCATEGORY | Demountable join interface (union) | CAT-0044 | 1345 | General Mechanical | ACTIVE | BC-0014
SUB-0222 | SUBCATEGORY | IMME Socket interface (Socket + spigot adapters) | CAT-0044 | 1350 | General Mechanical | ACTIVE | BC-0014
SUB-0223 | SUBCATEGORY | Foot outlet transition (shoe) | CAT-0044 | 1355 | General Mechanical | ACTIVE | BC-0014
SUB-0224 | SUBCATEGORY | In-line discharge outlet (running outlet) | CAT-0044 | 1357 | General Mechanical | ACTIVE | BC-0014
SUB-0225 | SUBCATEGORY | Inspection route section (access pipe) | CAT-0044 | 1362 | General Mechanical | ACTIVE | BC-0014
SUB-0226 | SUBCATEGORY | Inspection door interface (access door) | CAT-0044 | 1369 | General Mechanical | ACTIVE | BC-0014
SUB-0227 | SUBCATEGORY | Branch node fitting (branch) | CAT-0044 | 1376 | General Mechanical | ACTIVE | BC-0014
SUB-0228 | SUBCATEGORY | Movement allowance connector (movement connector) | CAT-0044 | 1385 | General Mechanical | ACTIVE | BC-0014
SUB-0229 | SUBCATEGORY | Expansion closure point (expansion plug) | CAT-0044 | 1388 | General Mechanical | ACTIVE | BC-0014
SUB-0230 | SUBCATEGORY | Water-seal trap interface (P trap) | CAT-0044 | 1392 | General Mechanical | ACTIVE | BC-0014
SUB-0231 | SUBCATEGORY | Cleaning access point (rodding eye) | CAT-0044 | 1397 | General Mechanical | ACTIVE | BC-0014
SUB-0232 | SUBCATEGORY | Drainage cover point (grate) | CAT-0044 | 1399 | General Mechanical | ACTIVE | BC-0014
SUB-0233 | SUBCATEGORY | Rainwater collection head (rainwater head) | CAT-0044 | 1401 | General Mechanical | ACTIVE | BC-0014
SUB-0234 | SUBCATEGORY | Linear service route (pipework) | CAT-0045 | 1407 | General Mechanical | ACTIVE | BC-0014
SUB-0235 | SUBCATEGORY | Saddle retaining band (saddle band) | CAT-0045 | 1420 | General Mechanical | ACTIVE | BC-0014
SUB-0236 | SUBCATEGORY | Line retaining support (pipe clip/bracket) | CAT-0045 | 1431 | General Mechanical | ACTIVE | BC-0014
SUB-0237 | SUBCATEGORY | Line stop point (stop end) | CAT-0045 | 1441 | General Mechanical | ACTIVE | BC-0014
SUB-0238 | SUBCATEGORY | Join interfaces (couplings) | CAT-0045 | 1448 | General Mechanical | ACTIVE | BC-0014
SUB-0239 | SUBCATEGORY | Adaptor diameter join (adaptor/reducer coupling) | CAT-0045 | 1457 | General Mechanical | ACTIVE | BC-0014
SUB-0240 | SUBCATEGORY | Unionised join interface (union/coupling) | CAT-0045 | 1467 | General Mechanical | ACTIVE | BC-0014
SUB-0241 | SUBCATEGORY | Fixture connection point (tank/tap connector) | CAT-0045 | 1475 | General Mechanical | ACTIVE | BC-0014
SUB-0242 | SUBCATEGORY | Threaded service connector (male/female connector) | CAT-0045 | 1482 | General Mechanical | ACTIVE | BC-0014
SUB-0243 | SUBCATEGORY | IMME Connection interface component (Flanged connector) | CAT-0045 | 1490 | General Mechanical | ACTIVE | BC-0014
SUB-0244 | SUBCATEGORY | Straight-line connector (straight connector) | CAT-0045 | 1496 | General Mechanical | ACTIVE | BC-0014
SUB-0245 | SUBCATEGORY | Diameter transition interface (reducer) | CAT-0045 | 1503 | General Mechanical | ACTIVE | BC-0014
SUB-0246 | SUBCATEGORY | Threaded iron connector (male/female iron) | CAT-0045 | 1514 | General Mechanical | ACTIVE | BC-0014
SUB-0247 | SUBCATEGORY | IMME component class (Straight union adapters) | CAT-0045 | 1521 | General Mechanical | ACTIVE | BC-0014
SUB-0248 | SUBCATEGORY | IMME component class (Male/female nipples) | CAT-0045 | 1528 | General Mechanical | ACTIVE | BC-0014
SUB-0249 | SUBCATEGORY | Equal branch node (equal tee) | CAT-0045 | 1535 | General Mechanical | ACTIVE | BC-0014
SUB-0250 | SUBCATEGORY | Stepped branch node (reducing tee) | CAT-0045 | 1544 | General Mechanical | ACTIVE | BC-0014
SUB-0251 | SUBCATEGORY | IMME Branch node component (Reducing branch fittings) | CAT-0045 | 1555 | General Mechanical | ACTIVE | BC-0014
SUB-0252 | SUBCATEGORY | Four-way node fittings (cross) | CAT-0045 | 1561 | General Mechanical | ACTIVE | BC-0014
SUB-0253 | SUBCATEGORY | IMME component class (Elbow fittings) | CAT-0045 | 1565 | General Mechanical | ACTIVE | BC-0014
SUB-0254 | SUBCATEGORY | IMME Bolted interface component (Composite flange interface) | CAT-0045 | 1572 | General Mechanical | ACTIVE | BC-0014
SUB-0255 | SUBCATEGORY | Bronze bolted interface (bronze flange) | CAT-0045 | 1576 | General Mechanical | ACTIVE | BC-0014
SUB-0256 | SUBCATEGORY | IMME Press-fit connection component (Press-fit couplings) | CAT-0045 | 1588 | General Mechanical | ACTIVE | BC-0014
SUB-0257 | SUBCATEGORY | IMME Press-fit connection component (Press-fit stop-end closures) | CAT-0045 | 1595 | General Mechanical | ACTIVE | BC-0014
SUB-0258 | SUBCATEGORY | IMME Press-fit connection component (Press-fit reducers) | CAT-0045 | 1601 | General Mechanical | ACTIVE | BC-0014
SUB-0259 | SUBCATEGORY | IMME Press-fit connection component (Press-fit elbows) | CAT-0045 | 1612 | General Mechanical | ACTIVE | BC-0014
SUB-0260 | SUBCATEGORY | IMME Press-fit connection component (Press-fit tee fittings) | CAT-0045 | 1619 | General Mechanical | ACTIVE | BC-0014
SUB-0261 | SUBCATEGORY | IMME Press-fit connection component (Press-fit reducing tee fittings) | CAT-0045 | 1626 | General Mechanical | ACTIVE | BC-0014
SUB-0262 | SUBCATEGORY | IMME size/duty mark — Press-fit male connectors | CAT-0045 | 1636 | General Mechanical | ACTIVE | BC-0014
SUB-0263 | SUBCATEGORY | IMME component class (Compression-to-copper joints) | CAT-0045 | 1643 | General Mechanical | ACTIVE | BC-0014
SUB-0264 | SUBCATEGORY | IMME Flow control component (Brass ball valves) | CAT-0045 | 1650 | General Mechanical | ACTIVE | BC-0014
SUB-0265 | SUBCATEGORY | IMME Flow control component (Gate valves) | CAT-0045 | 1654 | General Mechanical | ACTIVE | BC-0014
SUB-0266 | SUBCATEGORY | IMME Flow control component (Stopcock valves) | CAT-0045 | 1661 | General Mechanical | ACTIVE | BC-0014
SUB-0267 | SUBCATEGORY | IMME Flow control component (Double-union stopcock valves) | CAT-0045 | 1668 | General Mechanical | ACTIVE | BC-0014
SUB-0268 | SUBCATEGORY | Linear service route (pipework) | CAT-0046 | 1676 | General Mechanical | ACTIVE | BC-0014
SUB-0269 | SUBCATEGORY | Ring support assembly (pipe ring/bracket) | CAT-0046 | 1683 | General Mechanical | ACTIVE | BC-0014
SUB-0270 | SUBCATEGORY | Join interfaces (couplings) | CAT-0046 | 1690 | General Mechanical | ACTIVE | BC-0014
SUB-0271 | SUBCATEGORY | Route-change geometry (bend) | CAT-0046 | 1697 | General Mechanical | ACTIVE | BC-0014
SUB-0272 | SUBCATEGORY | Diameter transition interface (reducer) | CAT-0046 | 1704 | General Mechanical | ACTIVE | BC-0014
SUB-0273 | SUBCATEGORY | IMME Connection interface component (Tap/tank connector) | CAT-0046 | 1710 | General Mechanical | ACTIVE | BC-0014
SUB-0274 | SUBCATEGORY | Tee branch node (tee) | CAT-0046 | 1717 | General Mechanical | ACTIVE | BC-0014
SUB-0275 | SUBCATEGORY | IMME Connection interface component (Union connector) | CAT-0046 | 1724 | General Mechanical | ACTIVE | BC-0014
SUB-0276 | SUBCATEGORY | Linear service route (pipework) | CAT-0047 | 1732 | General Mechanical | ACTIVE | BC-0014
SUB-0277 | SUBCATEGORY | Join interfaces (couplings) | CAT-0047 | 1739 | General Mechanical | ACTIVE | BC-0014
SUB-0278 | SUBCATEGORY | Line stop point (stop end) | CAT-0047 | 1746 | General Mechanical | ACTIVE | BC-0014
SUB-0279 | SUBCATEGORY | Diameter transition interface (reducer) | CAT-0047 | 1752 | General Mechanical | ACTIVE | BC-0014
SUB-0280 | SUBCATEGORY | Route-change geometry (bend) | CAT-0047 | 1760 | General Mechanical | ACTIVE | BC-0014
SUB-0281 | SUBCATEGORY | Tee branch node (tee) | CAT-0047 | 1767 | General Mechanical | ACTIVE | BC-0014
SUB-0282 | SUBCATEGORY | Stepped branch node (reducing tee) | CAT-0047 | 1774 | General Mechanical | ACTIVE | BC-0014
SUB-0283 | SUBCATEGORY | Heavy-wall route class (heavy duty pipework) | CAT-0048 | 1785 | General Mechanical | ACTIVE | BC-0014
SUB-0284 | SUBCATEGORY | Medium-wall route class (medium duty pipework) | CAT-0048 | 1798 | General Mechanical | ACTIVE | BC-0014
SUB-0285 | SUBCATEGORY | Ring support assembly (pipe ring/bracket) | CAT-0048 | 1811 | General Mechanical | ACTIVE | BC-0014
SUB-0286 | SUBCATEGORY | Bolted flange interface (flange) | CAT-0048 | 1821 | General Mechanical | ACTIVE | BC-0014
SUB-0287 | SUBCATEGORY | Threaded nipple interface (nipple) | CAT-0048 | 1833 | General Mechanical | ACTIVE | BC-0014
SUB-0288 | SUBCATEGORY | IMME size/duty mark — 90Deg / Bends | CAT-0048 | 1845 | General Mechanical | ACTIVE | BC-0014
SUB-0289 | SUBCATEGORY | Socket transition interfaces (sockets) | CAT-0048 | 1857 | General Mechanical | ACTIVE | BC-0014
SUB-0290 | SUBCATEGORY | Centred diameter transition (concentric reducing socket) | CAT-0048 | 1868 | General Mechanical | ACTIVE | BC-0014
SUB-0291 | SUBCATEGORY | Threaded closure interface (plug) | CAT-0048 | 1882 | General Mechanical | ACTIVE | BC-0014
SUB-0292 | SUBCATEGORY | Terminal seal point (end cap) | CAT-0048 | 1892 | General Mechanical | ACTIVE | BC-0014
SUB-0293 | SUBCATEGORY | Equal branch node (equal tee) | CAT-0048 | 1902 | General Mechanical | ACTIVE | BC-0014
SUB-0294 | SUBCATEGORY | Stepped branch node (reducing tee/branch) | CAT-0048 | 1914 | General Mechanical | ACTIVE | BC-0014
SUB-0295 | SUBCATEGORY | Four-way node fittings (cross) | CAT-0048 | 1928 | General Mechanical | ACTIVE | BC-0014
SUB-0296 | SUBCATEGORY | Heavy-wall route class (heavy duty pipework) | CAT-0049 | 1939 | General Mechanical | ACTIVE | BC-0014
SUB-0297 | SUBCATEGORY | Medium-wall route class (medium duty pipework) | CAT-0049 | 1952 | General Mechanical | ACTIVE | BC-0014
SUB-0298 | SUBCATEGORY | Ring support assembly (pipe ring/bracket) | CAT-0049 | 1965 | General Mechanical | ACTIVE | BC-0014
SUB-0299 | SUBCATEGORY | Bolted flange interface (flange) | CAT-0049 | 1975 | General Mechanical | ACTIVE | BC-0014
SUB-0300 | SUBCATEGORY | Threaded nipple interface (nipple) | CAT-0049 | 1987 | General Mechanical | ACTIVE | BC-0014
SUB-0301 | SUBCATEGORY | IMME size/duty mark — 90Deg / Bends | CAT-0049 | 1999 | General Mechanical | ACTIVE | BC-0014
SUB-0302 | SUBCATEGORY | Socket transition interfaces (sockets) | CAT-0049 | 2011 | General Mechanical | ACTIVE | BC-0014
SUB-0303 | SUBCATEGORY | Centred diameter transition (concentric reducing socket) | CAT-0049 | 2022 | General Mechanical | ACTIVE | BC-0014
SUB-0304 | SUBCATEGORY | Threaded closure interface (plug) | CAT-0049 | 2036 | General Mechanical | ACTIVE | BC-0014
SUB-0305 | SUBCATEGORY | Terminal seal point (end cap) | CAT-0049 | 2046 | General Mechanical | ACTIVE | BC-0014
SUB-0306 | SUBCATEGORY | Equal branch node (equal tee) | CAT-0049 | 2056 | General Mechanical | ACTIVE | BC-0014
SUB-0307 | SUBCATEGORY | Stepped branch node (reducing tee/branch) | CAT-0049 | 2068 | General Mechanical | ACTIVE | BC-0014
SUB-0308 | SUBCATEGORY | Four-way node fittings (cross) | CAT-0049 | 2082 | General Mechanical | ACTIVE | BC-0014
SUB-0309 | SUBCATEGORY | Gas carrier route (yellow gas pipe) | CAT-0050 | 2093 | General Mechanical | ACTIVE | BC-0014
SUB-0310 | SUBCATEGORY | Straight-line connector (straight connector) | CAT-0050 | 2102 | General Mechanical | ACTIVE | BC-0014
SUB-0311 | SUBCATEGORY | Diameter change connector (reducing connector) | CAT-0050 | 2108 | General Mechanical | ACTIVE | BC-0014
SUB-0312 | SUBCATEGORY | Route-change geometry (bend) | CAT-0050 | 2112 | General Mechanical | ACTIVE | BC-0014
SUB-0313 | SUBCATEGORY | IMME size/duty mark — Strut channel members | CAT-0051 | 2118 | General Mechanical | ACTIVE | BC-0014
SUB-0314 | SUBCATEGORY | IMME size/duty mark — 6Mm Thickness | CAT-0052 | 2122 | General Mechanical | ACTIVE | BC-0014
SUB-0315 | SUBCATEGORY | IMME size/duty mark — 19Mm Thickness | CAT-0052 | 2126 | General Mechanical | ACTIVE | BC-0014
SUB-0316 | SUBCATEGORY | IMME size/duty mark — 32Mm Thickness | CAT-0052 | 2136 | General Mechanical | ACTIVE | BC-0014
SUB-0317 | SUBCATEGORY | IMME Flow control component (Insulation around fixings + valves) | CAT-0052 | 2144 | General Mechanical | ACTIVE | BC-0014
SUB-0318 | SUBCATEGORY | IMME component class (Trace heating tape) | CAT-0053 | 2152 | General Mechanical | ACTIVE | BC-0014
SUB-0319 | SUBCATEGORY | Spring check/non-return valve size band | CAT-0054 | 2155 | General Mechanical | ACTIVE | BC-0014
SUB-0320 | SUBCATEGORY | Butterfly isolation valve size band | CAT-0054 | 2165 | General Mechanical | ACTIVE | BC-0014
SUB-0321 | SUBCATEGORY | Double-regulating balancing valve size band | CAT-0054 | 2171 | General Mechanical | ACTIVE | BC-0014
SUB-0322 | SUBCATEGORY | Motorised two-way control valve size band | CAT-0054 | 2178 | General Mechanical | ACTIVE | BC-0014
SUB-0323 | SUBCATEGORY | Pressure-reducing valve size band | CAT-0054 | 2188 | General Mechanical | ACTIVE | BC-0014
SUB-0324 | SUBCATEGORY | Y-strainer size band | CAT-0054 | 2198 | General Mechanical | ACTIVE | BC-0014
SUB-0325 | SUBCATEGORY | Flexible connector size band | CAT-0054 | 2208 | General Mechanical | ACTIVE | BC-0014
SUB-0326 | SUBCATEGORY | Expansion joint size band | CAT-0054 | 2218 | General Mechanical | ACTIVE | BC-0014
SUB-0327 | SUBCATEGORY | Fixed-orifice commissioning set size band | CAT-0054 | 2226 | General Mechanical | ACTIVE | BC-0014
SUB-0328 | SUBCATEGORY | Circular airflow route (spiral duct) | CAT-0055 | 2234 | Ductwork & Ventilation | ACTIVE | BC-0015
SUB-0329 | SUBCATEGORY | Terminal seal point (end cap) | CAT-0055 | 2254 | Ductwork & Ventilation | ACTIVE | BC-0015
SUB-0330 | SUBCATEGORY | Airway transition piece (reducer/taper) | CAT-0055 | 2274 | Ductwork & Ventilation | ACTIVE | BC-0015
SUB-0331 | SUBCATEGORY | Route-change geometry (bend) | CAT-0055 | 2294 | Ductwork & Ventilation | ACTIVE | BC-0015
SUB-0332 | SUBCATEGORY | Air branch/outlet geometry (branch/shoe) | CAT-0055 | 2314 | Ductwork & Ventilation | ACTIVE | BC-0015
SUB-0333 | SUBCATEGORY | Rectangular airflow route (rectangular duct) | CAT-0055 | 2334 | Ductwork & Ventilation | ACTIVE | BC-0015
SUB-0334 | SUBCATEGORY | Rectangular terminal seal (end cap) | CAT-0055 | 2347 | Ductwork & Ventilation | ACTIVE | BC-0015
SUB-0335 | SUBCATEGORY | Rectangular airway transition (reducer/taper) | CAT-0055 | 2360 | Ductwork & Ventilation | ACTIVE | BC-0015
SUB-0336 | SUBCATEGORY | Rectangular route-change geometry (bend) | CAT-0055 | 2373 | Ductwork & Ventilation | ACTIVE | BC-0015
SUB-0337 | SUBCATEGORY | Branch node fitting (branch) | CAT-0055 | 2386 | Ductwork & Ventilation | ACTIVE | BC-0015
SUB-0338 | SUBCATEGORY | Air balancing device (volume control damper) | CAT-0055 | 2399 | Ductwork & Ventilation | ACTIVE | BC-0015
SUB-0339 | SUBCATEGORY | Fire barrier airflow device (fire damper) | CAT-0055 | 2408 | Ductwork & Ventilation | ACTIVE | BC-0015
SUB-0340 | SUBCATEGORY | Smoke/fire barrier device (smoke/fire damper) | CAT-0055 | 2418 | Ductwork & Ventilation | ACTIVE | BC-0015
SUB-0341 | SUBCATEGORY | IMME Air route component (Duct access doors) | CAT-0055 | 2427 | Ductwork & Ventilation | ACTIVE | BC-0015
SUB-0342 | SUBCATEGORY | Air terminal face (grille) | CAT-0055 | 2433 | Ductwork & Ventilation | ACTIVE | BC-0015
SUB-0343 | SUBCATEGORY | Flexible airflow connection (flexible duct) | CAT-0055 | 2442 | Ductwork & Ventilation | ACTIVE | BC-0015
SUB-0344 | SUBCATEGORY | IMME Air route component (Plastic duct runs) | CAT-0055 | 2453 | Ductwork & Ventilation | ACTIVE | BC-0015
SUB-0345 | SUBCATEGORY | Plastic airflow route-change (duct bend) | CAT-0055 | 2457 | Ductwork & Ventilation | ACTIVE | BC-0015
SUB-0346 | SUBCATEGORY | Plastic airflow branch node (duct tee) | CAT-0055 | 2461 | Ductwork & Ventilation | ACTIVE | BC-0015
SUB-0347 | SUBCATEGORY | IMME size/duty mark — Heat recovery ventilation modules | CAT-0056 | 2466 | Ductwork & Ventilation | ACTIVE | BC-0015
SUB-0348 | SUBCATEGORY | Ceiling air diffuser size band | CAT-0057 | 2473 | Ductwork & Ventilation | ACTIVE | BC-0015
SUB-0349 | SUBCATEGORY | External weather louvre size band | CAT-0057 | 2477 | Ductwork & Ventilation | ACTIVE | BC-0015
SUB-0350 | SUBCATEGORY | Acoustic attenuator size band | CAT-0057 | 2481 | Ductwork & Ventilation | ACTIVE | BC-0015
SUB-0351 | SUBCATEGORY | Air terminal plenum box size band | CAT-0057 | 2486 | Ductwork & Ventilation | ACTIVE | BC-0015
SUB-0352 | SUBCATEGORY | Variable-air-volume terminal unit size band | CAT-0057 | 2490 | Ductwork & Ventilation | ACTIVE | BC-0015
SUB-0353 | SUBCATEGORY | Constant-air-volume regulator size band | CAT-0057 | 2495 | Ductwork & Ventilation | ACTIVE | BC-0015
SUB-0354 | SUBCATEGORY | Duct support/hanger duty band | CAT-0058 | 2501 | Ductwork & Ventilation | ACTIVE | BC-0015
SUB-0355 | SUBCATEGORY | Duct thermal/acoustic insulation thickness band | CAT-0058 | 2505 | Ductwork & Ventilation | ACTIVE | BC-0015
SUB-0356 | SUBCATEGORY | Commercial ventilation fan diameter band | CAT-0059 | 2510 | Ductwork & Ventilation | ACTIVE | BC-0015
SUB-0357 | SUBCATEGORY | Smoke-extract fan duty band | CAT-0060 | 2516 | Ductwork & Ventilation | ACTIVE | BC-0015
SUB-0358 | SUBCATEGORY | Stair-pressurisation fan duty band | CAT-0060 | 2520 | Ductwork & Ventilation | ACTIVE | BC-0015
SUB-0359 | SUBCATEGORY | Smoke-control damper class | CAT-0060 | 2523 | Ductwork & Ventilation | ACTIVE | BC-0015
SUB-0360 | SUBCATEGORY | Smoke-control panel class | CAT-0060 | 2526 | Ductwork & Ventilation | ACTIVE | BC-0015
SUB-0361 | SUBCATEGORY | Pressure-sensing/control equipment | CAT-0060 | 2530 | Ductwork & Ventilation | ACTIVE | BC-0015
SUB-0362 | SUBCATEGORY | Smoke shaft ancillary equipment | CAT-0060 | 2532 | Ductwork & Ventilation | ACTIVE | BC-0015
SUB-0363 | SUBCATEGORY | Kitchen-extract fan duty band | CAT-0061 | 2535 | Ductwork & Ventilation | ACTIVE | BC-0015
SUB-0364 | SUBCATEGORY | Laboratory-extract fan duty band | CAT-0061 | 2539 | Ductwork & Ventilation | ACTIVE | BC-0015
SUB-0365 | SUBCATEGORY | Process-extract fan duty band | CAT-0061 | 2543 | Ductwork & Ventilation | ACTIVE | BC-0015
SUB-0366 | SUBCATEGORY | Specialist extract filtration class | CAT-0061 | 2547 | Ductwork & Ventilation | ACTIVE | BC-0015
SUB-0367 | SUBCATEGORY | Grease/chemical-resistant duct accessory | CAT-0061 | 2551 | Ductwork & Ventilation | ACTIVE | BC-0015
SUB-0368 | SUBCATEGORY | Extract control/interface equipment | CAT-0061 | 2554 | Ductwork & Ventilation | ACTIVE | BC-0015
SUB-0369 | SUBCATEGORY | Field sensing/control devices (field devices) | CAT-0062 | 2558 | BMS/BAS/EMS/PMS/EPMS | ACTIVE | BC-0016
SUB-0370 | SUBCATEGORY | DDC controller point-capacity band | CAT-0063 | 2586 | BMS/BAS/EMS/PMS/EPMS | ACTIVE | BC-0016
SUB-0371 | SUBCATEGORY | BMS control-panel point-capacity band | CAT-0063 | 2590 | BMS/BAS/EMS/PMS/EPMS | ACTIVE | BC-0016
SUB-0372 | SUBCATEGORY | BMS head-end + server platform band | CAT-0063 | 2594 | BMS/BAS/EMS/PMS/EPMS | ACTIVE | BC-0016
SUB-0373 | SUBCATEGORY | BMS software/licence point band | CAT-0063 | 2598 | BMS/BAS/EMS/PMS/EPMS | ACTIVE | BC-0016
SUB-0374 | SUBCATEGORY | BMS network gateway + controller band | CAT-0063 | 2602 | BMS/BAS/EMS/PMS/EPMS | ACTIVE | BC-0016
SUB-0375 | SUBCATEGORY | BMS network cabling route band | CAT-0063 | 2606 | BMS/BAS/EMS/PMS/EPMS | ACTIVE | BC-0016
SUB-0376 | SUBCATEGORY | BMS integration + commissioning point band | CAT-0063 | 2609 | BMS/BAS/EMS/PMS/EPMS | ACTIVE | BC-0016
SUB-0377 | SUBCATEGORY | Gas-suppression cylinder/package class | CAT-0064 | 2615 | Fire Protection Suppression System | ACTIVE | BC-0017
SUB-0378 | SUBCATEGORY | Water-mist suppression package | CAT-0064 | 2619 | Fire Protection Suppression System | ACTIVE | BC-0017
SUB-0379 | SUBCATEGORY | Kitchen suppression package | CAT-0064 | 2623 | Fire Protection Suppression System | ACTIVE | BC-0017
SUB-0380 | SUBCATEGORY | Suppression control-panel class | CAT-0064 | 2627 | Fire Protection Suppression System | ACTIVE | BC-0017
SUB-0381 | SUBCATEGORY | Suppression detection/release device class | CAT-0064 | 2630 | Fire Protection Suppression System | ACTIVE | BC-0017
SUB-0382 | SUBCATEGORY | Passenger-lift capacity/speed band | CAT-0065 | 2635 | Lifts (Physical) | ACTIVE | BC-0018
SUB-0383 | SUBCATEGORY | Goods-lift capacity band | CAT-0065 | 2640 | Lifts (Physical) | ACTIVE | BC-0018
SUB-0384 | SUBCATEGORY | Platform-lift class | CAT-0065 | 2643 | Lifts (Physical) | ACTIVE | BC-0018
SUB-0385 | SUBCATEGORY | Lift control equipment | CAT-0065 | 2646 | Lifts (Physical) | ACTIVE | BC-0018
SUB-0386 | SUBCATEGORY | Lift ancillary equipment | CAT-0065 | 2648 | Lifts (Physical) | ACTIVE | BC-0018
SUB-0387 | SUBCATEGORY | Standby power module band (generator) | CAT-0066 | 2652 | Generators & Fuel Tanks | ACTIVE | BC-0019
SUB-0388 | SUBCATEGORY | Bunded bulk fuel-tank volume band | CAT-0067 | 2664 | Generators & Fuel Tanks | ACTIVE | BC-0019
SUB-0389 | SUBCATEGORY | Generator day-tank volume band | CAT-0067 | 2670 | Generators & Fuel Tanks | ACTIVE | BC-0019
SUB-0390 | SUBCATEGORY | Fuel-transfer pump flow band | CAT-0068 | 2675 | Generators & Fuel Tanks | ACTIVE | BC-0019
SUB-0391 | SUBCATEGORY | Fuel-transfer control-panel class | CAT-0068 | 2679 | Generators & Fuel Tanks | ACTIVE | BC-0019
SUB-0392 | SUBCATEGORY | Generator exhaust silencer duty band | CAT-0069 | 2683 | Generators & Fuel Tanks | ACTIVE | BC-0019
SUB-0393 | SUBCATEGORY | Generator exhaust flexible/pipe interface band | CAT-0069 | 2689 | Generators & Fuel Tanks | ACTIVE | BC-0019
SUB-0394 | SUBCATEGORY | Generator ancillary equipment class | CAT-0069 | 2695 | Generators & Fuel Tanks | ACTIVE | BC-0019
SUB-0395 | SUBCATEGORY | IMME component class (LV transformer duty bands) | CAT-0070 | 2700 | Substation, RMU & Transformers | ACTIVE | BC-0020
SUB-0396 | SUBCATEGORY | 11kV ring-main-unit configuration band | CAT-0071 | 2708 | Substation, RMU & Transformers | ACTIVE | BC-0020
SUB-0397 | SUBCATEGORY | HV protection + metering panel class | CAT-0071 | 2712 | Substation, RMU & Transformers | ACTIVE | BC-0020
SUB-0398 | SUBCATEGORY | Packaged substation transformer-duty band | CAT-0072 | 2717 | Substation, RMU & Transformers | ACTIVE | BC-0020
SUB-0399 | SUBCATEGORY | HV switching + metering cubicle class | CAT-0073 | 2723 | Substation, RMU & Transformers | ACTIVE | BC-0020
SUB-0400 | SUBCATEGORY | Static UPS duty band | CAT-0074 | 2728 | UPS/Battery | ACTIVE | BC-0021
SUB-0401 | SUBCATEGORY | Modular UPS duty band | CAT-0074 | 2734 | UPS/Battery | ACTIVE | BC-0021
SUB-0402 | SUBCATEGORY | Battery autonomy/capacity band | CAT-0074 | 2739 | UPS/Battery | ACTIVE | BC-0021
SUB-0403 | SUBCATEGORY | Battery cabinet/rack class | CAT-0074 | 2744 | UPS/Battery | ACTIVE | BC-0021
SUB-0404 | SUBCATEGORY | UPS maintenance-bypass class | CAT-0074 | 2747 | UPS/Battery | ACTIVE | BC-0021
SUB-0405 | SUBCATEGORY | UPS distribution/control ancillary equipment | CAT-0074 | 2751 | UPS/Battery | ACTIVE | BC-0021
SUB-0406 | SUBCATEGORY | IMME Board/panel assembly (SP&N board section) | CAT-0075 | 2756 | MV/LV Switchgear, Panelboards & Distribution Boards | ACTIVE | BC-0022
SUB-0407 | SUBCATEGORY | TP&N board section (distribution board) | CAT-0075 | 2762 | MV/LV Switchgear, Panelboards & Distribution Boards | ACTIVE | BC-0022
SUB-0408 | SUBCATEGORY | IMME component class (MCB protective devices) | CAT-0075 | 2769 | MV/LV Switchgear, Panelboards & Distribution Boards | ACTIVE | BC-0022
SUB-0409 | SUBCATEGORY | IMME component class (RCBO protective devices) | CAT-0075 | 2773 | MV/LV Switchgear, Panelboards & Distribution Boards | ACTIVE | BC-0022
SUB-0410 | SUBCATEGORY | IMME component class (SP&N HRC Fused 20 Amp Incomer) | CAT-0075 | 2777 | MV/LV Switchgear, Panelboards & Distribution Boards | ACTIVE | BC-0022
SUB-0411 | SUBCATEGORY | IMME component class (SP&N HRC Fused 32 Amp Incomer) | CAT-0075 | 2782 | MV/LV Switchgear, Panelboards & Distribution Boards | ACTIVE | BC-0022
SUB-0412 | SUBCATEGORY | IMME component class (TP&N HRC Fused 20 Amp Incomer) | CAT-0075 | 2787 | MV/LV Switchgear, Panelboards & Distribution Boards | ACTIVE | BC-0022
SUB-0413 | SUBCATEGORY | IMME component class (TP&N HRC Fused 32 Amp Incomer) | CAT-0075 | 2792 | MV/LV Switchgear, Panelboards & Distribution Boards | ACTIVE | BC-0022
SUB-0414 | SUBCATEGORY | Fuse protection carrier (HRC fuse carrier) | CAT-0075 | 2797 | MV/LV Switchgear, Panelboards & Distribution Boards | ACTIVE | BC-0022
SUB-0415 | SUBCATEGORY | IMME Board/panel assembly (Board) | CAT-0076 | 2806 | MV/LV Switchgear, Panelboards & Distribution Boards | ACTIVE | BC-0022
SUB-0416 | SUBCATEGORY | IMME component class (Residual Current Device 230V) | CAT-0076 | 2813 | MV/LV Switchgear, Panelboards & Distribution Boards | ACTIVE | BC-0022
SUB-0417 | SUBCATEGORY | IMME component class (Contactor relays) | CAT-0076 | 2820 | MV/LV Switchgear, Panelboards & Distribution Boards | ACTIVE | BC-0022
SUB-0418 | SUBCATEGORY | IMME Final accessory component (HV switchgear lineup classes) | CAT-0077 | 2824 | MV/LV Switchgear, Panelboards & Distribution Boards | ACTIVE | BC-0022
SUB-0419 | SUBCATEGORY | LV main switchboard current band | CAT-0078 | 2829 | MV/LV Switchgear, Panelboards & Distribution Boards | ACTIVE | BC-0022
SUB-0420 | SUBCATEGORY | Moulded-case circuit-breaker current band | CAT-0078 | 2837 | MV/LV Switchgear, Panelboards & Distribution Boards | ACTIVE | BC-0022
SUB-0421 | SUBCATEGORY | Air-circuit-breaker current band | CAT-0078 | 2842 | MV/LV Switchgear, Panelboards & Distribution Boards | ACTIVE | BC-0022
SUB-0422 | SUBCATEGORY | MCC starter-way capacity band | CAT-0079 | 2848 | MV/LV Switchgear, Panelboards & Distribution Boards | ACTIVE | BC-0022
SUB-0423 | SUBCATEGORY | Automatic transfer-switch current band | CAT-0080 | 2854 | MV/LV Switchgear, Panelboards & Distribution Boards | ACTIVE | BC-0022
SUB-0424 | SUBCATEGORY | Incomer/section/coupler panel current band | CAT-0080 | 2859 | MV/LV Switchgear, Panelboards & Distribution Boards | ACTIVE | BC-0022
SUB-0425 | SUBCATEGORY | Switchboard metering + protection module class | CAT-0080 | 2863 | MV/LV Switchgear, Panelboards & Distribution Boards | ACTIVE | BC-0022
SUB-0426 | SUBCATEGORY | Recessed LED luminaire class | CAT-0081 | 2868 | Luminaires (Light Fittings Only) | ACTIVE | BC-0023
SUB-0427 | SUBCATEGORY | Surface-mounted LED luminaire class | CAT-0081 | 2871 | Luminaires (Light Fittings Only) | ACTIVE | BC-0023
SUB-0428 | SUBCATEGORY | Pendant luminaire class | CAT-0081 | 2874 | Luminaires (Light Fittings Only) | ACTIVE | BC-0023
SUB-0429 | SUBCATEGORY | Linear luminaire class | CAT-0081 | 2877 | Luminaires (Light Fittings Only) | ACTIVE | BC-0023
SUB-0430 | SUBCATEGORY | External/weatherproof luminaire class | CAT-0081 | 2880 | Luminaires (Light Fittings Only) | ACTIVE | BC-0023
SUB-0431 | SUBCATEGORY | Emergency luminaire class | CAT-0081 | 2883 | Luminaires (Light Fittings Only) | ACTIVE | BC-0023
SUB-0432 | SUBCATEGORY | Feature/decorative luminaire class | CAT-0081 | 2886 | Luminaires (Light Fittings Only) | ACTIVE | BC-0023
SUB-0433 | SUBCATEGORY | Cable route (cable) | CAT-0082 | 2890 | Electrical Incoming External Services / Mains & Metering | ACTIVE | BC-0024
SUB-0434 | SUBCATEGORY | High-voltage end interface (HV cable termination) | CAT-0082 | 2897 | Electrical Incoming External Services / Mains & Metering | ACTIVE | BC-0024
SUB-0435 | SUBCATEGORY | LV intake-panel current band | CAT-0083 | 2905 | Electrical Incoming External Services / Mains & Metering | ACTIVE | BC-0024
SUB-0436 | SUBCATEGORY | Three-phase electricity meter class | CAT-0083 | 2910 | Electrical Incoming External Services / Mains & Metering | ACTIVE | BC-0024
SUB-0437 | SUBCATEGORY | Current-transformer set ratio band | CAT-0083 | 2915 | Electrical Incoming External Services / Mains & Metering | ACTIVE | BC-0024
SUB-0438 | SUBCATEGORY | Metering communication/interface class | CAT-0083 | 2920 | Electrical Incoming External Services / Mains & Metering | ACTIVE | BC-0024
SUB-0439 | SUBCATEGORY | AC EV charger duty band | CAT-0084 | 2925 | Electric Vehicle Suppliers & Chargers | ACTIVE | BC-0025
SUB-0440 | SUBCATEGORY | DC rapid-charger duty band | CAT-0084 | 2929 | Electric Vehicle Suppliers & Chargers | ACTIVE | BC-0025
SUB-0441 | SUBCATEGORY | EV distribution/protection equipment | CAT-0084 | 2933 | Electric Vehicle Suppliers & Chargers | ACTIVE | BC-0025
SUB-0442 | SUBCATEGORY | Load-management controller class | CAT-0084 | 2937 | Electric Vehicle Suppliers & Chargers | ACTIVE | BC-0025
SUB-0443 | SUBCATEGORY | EV pedestal/mounting equipment | CAT-0084 | 2940 | Electric Vehicle Suppliers & Chargers | ACTIVE | BC-0025
SUB-0444 | SUBCATEGORY | EV charging commissioning/interface | CAT-0084 | 2943 | Electric Vehicle Suppliers & Chargers | ACTIVE | BC-0025
SUB-0445 | SUBCATEGORY | Single-core armoured route (SWA cable) | CAT-0085 | 2947 | Internal Submains Cabling | ACTIVE | BC-0026
SUB-0446 | SUBCATEGORY | Two-core armoured route (SWA cable) | CAT-0085 | 2961 | Internal Submains Cabling | ACTIVE | BC-0026
SUB-0447 | SUBCATEGORY | Three-core armoured route (SWA cable) | CAT-0085 | 2978 | Internal Submains Cabling | ACTIVE | BC-0026
SUB-0448 | SUBCATEGORY | Four-core armoured route (SWA cable) | CAT-0085 | 2995 | Internal Submains Cabling | ACTIVE | BC-0026
SUB-0449 | SUBCATEGORY | Single-core conductor route (cable) | CAT-0086 | 3013 | Internal Submains Cabling | ACTIVE | BC-0026
SUB-0450 | SUBCATEGORY | Two-core conductor route (cable) | CAT-0086 | 3029 | Internal Submains Cabling | ACTIVE | BC-0026
SUB-0451 | SUBCATEGORY | Three-core conductor route (cable) | CAT-0086 | 3046 | Internal Submains Cabling | ACTIVE | BC-0026
SUB-0452 | SUBCATEGORY | Four-core conductor route (cable) | CAT-0086 | 3064 | Internal Submains Cabling | ACTIVE | BC-0026
SUB-0453 | SUBCATEGORY | Single-core conductor route (cable) | CAT-0087 | 3082 | Internal Submains Cabling | ACTIVE | BC-0026
SUB-0454 | SUBCATEGORY | Two-core conductor route (cable) | CAT-0087 | 3096 | Internal Submains Cabling | ACTIVE | BC-0026
SUB-0455 | SUBCATEGORY | Three-core conductor route (cable) | CAT-0087 | 3114 | Internal Submains Cabling | ACTIVE | BC-0026
SUB-0456 | SUBCATEGORY | Four-core conductor route (cable) | CAT-0087 | 3132 | Internal Submains Cabling | ACTIVE | BC-0026
SUB-0457 | SUBCATEGORY | Single-core conductor route (cable) | CAT-0088 | 3151 | Internal Submains Cabling | ACTIVE | BC-0026
SUB-0458 | SUBCATEGORY | Two-core conductor route (cable) | CAT-0088 | 3173 | Internal Submains Cabling | ACTIVE | BC-0026
SUB-0459 | SUBCATEGORY | Three-core conductor route (cable) | CAT-0088 | 3195 | Internal Submains Cabling | ACTIVE | BC-0026
SUB-0460 | SUBCATEGORY | Four-core conductor route (cable) | CAT-0088 | 3217 | Internal Submains Cabling | ACTIVE | BC-0026
SUB-0461 | SUBCATEGORY | Busbar power route (busbar) | CAT-0089 | 3240 | Busbar / Dedicated Power Systems (Not Cables) | ACTIVE | BC-0027
SUB-0462 | SUBCATEGORY | Route-angle geometry (elbow) | CAT-0089 | 3245 | Busbar / Dedicated Power Systems (Not Cables) | ACTIVE | BC-0027
SUB-0463 | SUBCATEGORY | IMME component class (Busbar offset) | CAT-0089 | 3250 | Busbar / Dedicated Power Systems (Not Cables) | ACTIVE | BC-0027
SUB-0464 | SUBCATEGORY | IMME Branch node component (Busbar edge/tee unit) | CAT-0089 | 3255 | Busbar / Dedicated Power Systems (Not Cables) | ACTIVE | BC-0027
SUB-0465 | SUBCATEGORY | TP+N take-off interface (tap-off) | CAT-0089 | 3260 | Busbar / Dedicated Power Systems (Not Cables) | ACTIVE | BC-0027
SUB-0466 | SUBCATEGORY | Busbar power route (busbar) | CAT-0090 | 3269 | Busbar / Dedicated Power Systems (Not Cables) | ACTIVE | BC-0027
SUB-0467 | SUBCATEGORY | IMME component class (Busbar end-feed unit) | CAT-0090 | 3275 | Busbar / Dedicated Power Systems (Not Cables) | ACTIVE | BC-0027
SUB-0468 | SUBCATEGORY | Terminal seal point (end cap) | CAT-0090 | 3281 | Busbar / Dedicated Power Systems (Not Cables) | ACTIVE | BC-0027
SUB-0469 | SUBCATEGORY | Route-angle geometry (elbow) | CAT-0090 | 3287 | Busbar / Dedicated Power Systems (Not Cables) | ACTIVE | BC-0027
SUB-0470 | SUBCATEGORY | IMME Branch node component (Tee fitting) | CAT-0090 | 3293 | Busbar / Dedicated Power Systems (Not Cables) | ACTIVE | BC-0027
SUB-0471 | SUBCATEGORY | IMME component class (TP+N tap-off unit) | CAT-0090 | 3299 | Busbar / Dedicated Power Systems (Not Cables) | ACTIVE | BC-0027
SUB-0472 | SUBCATEGORY | Busbar expansion-unit current band | CAT-0091 | 3306 | Busbar / Dedicated Power Systems (Not Cables) | ACTIVE | BC-0027
SUB-0473 | SUBCATEGORY | Busbar flexible-connection unit current band | CAT-0091 | 3316 | Busbar / Dedicated Power Systems (Not Cables) | ACTIVE | BC-0027
SUB-0474 | SUBCATEGORY | Light-duty support spine (cable ladder) | CAT-0092 | 3324 | General Electrical (Cables, Containment, Power, Data) | ACTIVE | BC-0028
SUB-0475 | SUBCATEGORY | Medium-duty support spine (cable ladder) | CAT-0092 | 3331 | General Electrical (Cables, Containment, Power, Data) | ACTIVE | BC-0028
SUB-0476 | SUBCATEGORY | Light-duty ladder route-change (cable ladder bend) | CAT-0092 | 3338 | General Electrical (Cables, Containment, Power, Data) | ACTIVE | BC-0028
SUB-0477 | SUBCATEGORY | IMME Cable route/component (Light-duty cable ladder tees) | CAT-0092 | 3345 | General Electrical (Cables, Containment, Power, Data) | ACTIVE | BC-0028
SUB-0478 | SUBCATEGORY | IMME Cable route/component (Heavy-duty galvanised cable ladder) | CAT-0092 | 3352 | General Electrical (Cables, Containment, Power, Data) | ACTIVE | BC-0028
SUB-0479 | SUBCATEGORY | IMME Cable route/component (Heavy-duty cable ladder bends) | CAT-0092 | 3359 | General Electrical (Cables, Containment, Power, Data) | ACTIVE | BC-0028
SUB-0480 | SUBCATEGORY | Heavy-duty ladder branch node (cable ladder tee) | CAT-0092 | 3366 | General Electrical (Cables, Containment, Power, Data) | ACTIVE | BC-0028
SUB-0481 | SUBCATEGORY | IMME size/duty mark — Ladder Rack / 4Way Crossovers / Sets | CAT-0092 | 3373 | General Electrical (Cables, Containment, Power, Data) | ACTIVE | BC-0028
SUB-0482 | SUBCATEGORY | Light-duty tray route (cable tray) | CAT-0092 | 3380 | General Electrical (Cables, Containment, Power, Data) | ACTIVE | BC-0028
SUB-0483 | SUBCATEGORY | Light-duty tray width transition (cable tray reducer) | CAT-0092 | 3391 | General Electrical (Cables, Containment, Power, Data) | ACTIVE | BC-0028
SUB-0484 | SUBCATEGORY | Light-duty tray route-change (cable tray bend) | CAT-0092 | 3401 | General Electrical (Cables, Containment, Power, Data) | ACTIVE | BC-0028
SUB-0485 | SUBCATEGORY | Light-duty tray branch node (cable tray tee) | CAT-0092 | 3412 | General Electrical (Cables, Containment, Power, Data) | ACTIVE | BC-0028
SUB-0486 | SUBCATEGORY | IMME size/duty mark — Cable Trays / 4 Way Crossovers | CAT-0092 | 3423 | General Electrical (Cables, Containment, Power, Data) | ACTIVE | BC-0028
SUB-0487 | SUBCATEGORY | Medium-duty tray route (cable tray) | CAT-0092 | 3434 | General Electrical (Cables, Containment, Power, Data) | ACTIVE | BC-0028
SUB-0488 | SUBCATEGORY | IMME Cable route/component (Medium-duty cable tray reducers) | CAT-0092 | 3443 | General Electrical (Cables, Containment, Power, Data) | ACTIVE | BC-0028
SUB-0489 | SUBCATEGORY | Medium-duty tray route-change (cable tray bend) | CAT-0092 | 3450 | General Electrical (Cables, Containment, Power, Data) | ACTIVE | BC-0028
SUB-0490 | SUBCATEGORY | Medium-duty tray branch node (cable tray tee) | CAT-0092 | 3458 | General Electrical (Cables, Containment, Power, Data) | ACTIVE | BC-0028
SUB-0491 | SUBCATEGORY | IMME Cable route/component (GRP cable tray runs) | CAT-0092 | 3466 | General Electrical (Cables, Containment, Power, Data) | ACTIVE | BC-0028
SUB-0492 | SUBCATEGORY | IMME Cable route/component (GRP cable tray reducers) | CAT-0092 | 3470 | General Electrical (Cables, Containment, Power, Data) | ACTIVE | BC-0028
SUB-0493 | SUBCATEGORY | IMME Cable route/component (GRP cable tray bends) | CAT-0092 | 3473 | General Electrical (Cables, Containment, Power, Data) | ACTIVE | BC-0028
SUB-0494 | SUBCATEGORY | IMME Cable route/component (GRP cable tray bend covers) | CAT-0092 | 3477 | General Electrical (Cables, Containment, Power, Data) | ACTIVE | BC-0028
SUB-0495 | SUBCATEGORY | IMME Cable route/component (GRP cable tray tees) | CAT-0092 | 3481 | General Electrical (Cables, Containment, Power, Data) | ACTIVE | BC-0028
SUB-0496 | SUBCATEGORY | IMME Cable route/component (GRP cable tray tee covers) | CAT-0092 | 3485 | General Electrical (Cables, Containment, Power, Data) | ACTIVE | BC-0028
SUB-0497 | SUBCATEGORY | IMME Cable tray pathway (Light-duty basket tray runs) | CAT-0092 | 3489 | General Electrical (Cables, Containment, Power, Data) | ACTIVE | BC-0028
SUB-0498 | SUBCATEGORY | Basket pathway width transition (basket tray reducer) | CAT-0092 | 3496 | General Electrical (Cables, Containment, Power, Data) | ACTIVE | BC-0028
SUB-0499 | SUBCATEGORY | Basket pathway route-change (basket tray bend) | CAT-0092 | 3502 | General Electrical (Cables, Containment, Power, Data) | ACTIVE | BC-0028
SUB-0500 | SUBCATEGORY | Basket pathway branch node (basket tray tee) | CAT-0092 | 3509 | General Electrical (Cables, Containment, Power, Data) | ACTIVE | BC-0028
SUB-0501 | SUBCATEGORY | Basket pathway crossover node (basket tray crossover) | CAT-0092 | 3516 | General Electrical (Cables, Containment, Power, Data) | ACTIVE | BC-0028
SUB-0502 | SUBCATEGORY | IMME Cable tray pathway (Medium-duty basket tray runs) | CAT-0092 | 3523 | General Electrical (Cables, Containment, Power, Data) | ACTIVE | BC-0028
SUB-0503 | SUBCATEGORY | Basket pathway width transition (basket tray reducer) | CAT-0092 | 3530 | General Electrical (Cables, Containment, Power, Data) | ACTIVE | BC-0028
SUB-0504 | SUBCATEGORY | Basket pathway route-change (basket tray bend) | CAT-0092 | 3536 | General Electrical (Cables, Containment, Power, Data) | ACTIVE | BC-0028
SUB-0505 | SUBCATEGORY | Basket pathway branch node (basket tray tee) | CAT-0092 | 3543 | General Electrical (Cables, Containment, Power, Data) | ACTIVE | BC-0028
SUB-0506 | SUBCATEGORY | Basket pathway crossover node (basket tray crossover) | CAT-0092 | 3550 | General Electrical (Cables, Containment, Power, Data) | ACTIVE | BC-0028
SUB-0507 | SUBCATEGORY | IMME component class (Heavy-grade galvanised conduit) | CAT-0092 | 3557 | General Electrical (Cables, Containment, Power, Data) | ACTIVE | BC-0028
SUB-0508 | SUBCATEGORY | IMME component class (Light-grade PVC conduit) | CAT-0092 | 3563 | General Electrical (Cables, Containment, Power, Data) | ACTIVE | BC-0028
SUB-0509 | SUBCATEGORY | IMME component class (Heavy-grade PVC conduit) | CAT-0092 | 3570 | General Electrical (Cables, Containment, Power, Data) | ACTIVE | BC-0028
SUB-0510 | SUBCATEGORY | IMME component class (Flexible conduit) | CAT-0092 | 3577 | General Electrical (Cables, Containment, Power, Data) | ACTIVE | BC-0028
SUB-0511 | SUBCATEGORY | IMME component class (Adaptable conduit boxes) | CAT-0092 | 3584 | General Electrical (Cables, Containment, Power, Data) | ACTIVE | BC-0028
SUB-0512 | SUBCATEGORY | Terminal joining strip (connector) | CAT-0092 | 3588 | General Electrical (Cables, Containment, Power, Data) | ACTIVE | BC-0028
SUB-0513 | SUBCATEGORY | Single-compartment metal route (steel trunking) | CAT-0092 | 3604 | General Electrical (Cables, Containment, Power, Data) | ACTIVE | BC-0028
SUB-0514 | SUBCATEGORY | Steel trunking terminal seal (stop end) | CAT-0092 | 3622 | General Electrical (Cables, Containment, Power, Data) | ACTIVE | BC-0028
SUB-0515 | SUBCATEGORY | Steel trunking bolted join (flanged connector) | CAT-0092 | 3640 | General Electrical (Cables, Containment, Power, Data) | ACTIVE | BC-0028
SUB-0516 | SUBCATEGORY | Steel trunking route-change (bend) | CAT-0092 | 3658 | General Electrical (Cables, Containment, Power, Data) | ACTIVE | BC-0028
SUB-0517 | SUBCATEGORY | Steel trunking branch node (tee) | CAT-0092 | 3676 | General Electrical (Cables, Containment, Power, Data) | ACTIVE | BC-0028
SUB-0518 | SUBCATEGORY | Steel trunking crossover node (cross) | CAT-0092 | 3694 | General Electrical (Cables, Containment, Power, Data) | ACTIVE | BC-0028
SUB-0519 | SUBCATEGORY | PVC protected route (trunking) | CAT-0092 | 3712 | General Electrical (Cables, Containment, Power, Data) | ACTIVE | BC-0028
SUB-0520 | SUBCATEGORY | PVC trunking crossover node (cross) | CAT-0092 | 3727 | General Electrical (Cables, Containment, Power, Data) | ACTIVE | BC-0028
SUB-0521 | SUBCATEGORY | PVC trunking terminal seal (stop end) | CAT-0092 | 3737 | General Electrical (Cables, Containment, Power, Data) | ACTIVE | BC-0028
SUB-0522 | SUBCATEGORY | PVC trunking bolted join (flanged coupling) | CAT-0092 | 3747 | General Electrical (Cables, Containment, Power, Data) | ACTIVE | BC-0028
SUB-0523 | SUBCATEGORY | PVC trunking corner join (internal/external coupling) | CAT-0092 | 3757 | General Electrical (Cables, Containment, Power, Data) | ACTIVE | BC-0028
SUB-0524 | SUBCATEGORY | PVC trunking corner cover (angle cover) | CAT-0092 | 3767 | General Electrical (Cables, Containment, Power, Data) | ACTIVE | BC-0028
SUB-0525 | SUBCATEGORY | PVC trunking branch node (tee) | CAT-0092 | 3777 | General Electrical (Cables, Containment, Power, Data) | ACTIVE | BC-0028
SUB-0526 | SUBCATEGORY | Cable route (cable) | CAT-0093 | 3788 | General Electrical (Cables, Containment, Power, Data) | ACTIVE | BC-0028
SUB-0527 | SUBCATEGORY | Single-core conductor route (cable) | CAT-0094 | 3796 | General Electrical (Cables, Containment, Power, Data) | ACTIVE | BC-0028
SUB-0528 | SUBCATEGORY | Two-core conductor route (cable) | CAT-0094 | 3802 | General Electrical (Cables, Containment, Power, Data) | ACTIVE | BC-0028
SUB-0529 | SUBCATEGORY | Three-core conductor route (cable) | CAT-0094 | 3806 | General Electrical (Cables, Containment, Power, Data) | ACTIVE | BC-0028
SUB-0530 | SUBCATEGORY | Four-core conductor route (cable) | CAT-0094 | 3810 | General Electrical (Cables, Containment, Power, Data) | ACTIVE | BC-0028
SUB-0531 | SUBCATEGORY | Cable route (cable) | CAT-0095 | 3816 | General Electrical (Cables, Containment, Power, Data) | ACTIVE | BC-0028
SUB-0532 | SUBCATEGORY | IMME duty band — FP200 Single Core | CAT-0096 | 3833 | General Electrical (Cables, Containment, Power, Data) | ACTIVE | BC-0028
SUB-0533 | SUBCATEGORY | IMME duty band — FP200 Two Core | CAT-0096 | 3840 | General Electrical (Cables, Containment, Power, Data) | ACTIVE | BC-0028
SUB-0534 | SUBCATEGORY | IMME duty band — FP200 Three Core | CAT-0096 | 3845 | General Electrical (Cables, Containment, Power, Data) | ACTIVE | BC-0028
SUB-0535 | SUBCATEGORY | IMME duty band — FP200 Four Core | CAT-0096 | 3850 | General Electrical (Cables, Containment, Power, Data) | ACTIVE | BC-0028
SUB-0536 | SUBCATEGORY | IMME duty band — FP400 Two Core | CAT-0096 | 3855 | General Electrical (Cables, Containment, Power, Data) | ACTIVE | BC-0028
SUB-0537 | SUBCATEGORY | IMME duty band — FP400 Three Core | CAT-0096 | 3863 | General Electrical (Cables, Containment, Power, Data) | ACTIVE | BC-0028
SUB-0538 | SUBCATEGORY | IMME duty band — FP400 Four Core | CAT-0096 | 3871 | General Electrical (Cables, Containment, Power, Data) | ACTIVE | BC-0028
SUB-0539 | SUBCATEGORY | IMME duty band — FP600 Two Core | CAT-0096 | 3879 | General Electrical (Cables, Containment, Power, Data) | ACTIVE | BC-0028
SUB-0540 | SUBCATEGORY | IMME duty band — FP600 Three Core | CAT-0096 | 3883 | General Electrical (Cables, Containment, Power, Data) | ACTIVE | BC-0028
SUB-0541 | SUBCATEGORY | IMME duty band — FP600 Four Core | CAT-0096 | 3893 | General Electrical (Cables, Containment, Power, Data) | ACTIVE | BC-0028
SUB-0542 | SUBCATEGORY | Cable route (cable) | CAT-0097 | 3910 | General Electrical (Cables, Containment, Power, Data) | ACTIVE | BC-0028
SUB-0543 | SUBCATEGORY | IMME MetalLink prefinished cable system | CAT-0097 | 3917 | General Electrical (Cables, Containment, Power, Data) | ACTIVE | BC-0028
SUB-0544 | SUBCATEGORY | IMME size/duty mark — 3 WIRE EXTENDER Armoured | CAT-0097 | 3925 | General Electrical (Cables, Containment, Power, Data) | ACTIVE | BC-0028
SUB-0545 | SUBCATEGORY | IMME size/duty mark — 4 WIRE EXTENDER Armoured | CAT-0097 | 3936 | General Electrical (Cables, Containment, Power, Data) | ACTIVE | BC-0028
SUB-0546 | SUBCATEGORY | IMME size/duty mark — 3 WIRE EXTENDER UNArmoured | CAT-0097 | 3947 | General Electrical (Cables, Containment, Power, Data) | ACTIVE | BC-0028
SUB-0547 | SUBCATEGORY | IMME size/duty mark — 4 WIRE EXTENDER UNArmoured | CAT-0097 | 3958 | General Electrical (Cables, Containment, Power, Data) | ACTIVE | BC-0028
SUB-0548 | SUBCATEGORY | System interface components (components) | CAT-0098 | 3970 | General Electrical (Cables, Containment, Power, Data) | ACTIVE | BC-0028
SUB-0549 | SUBCATEGORY | IMME size/duty mark — Push-button modules | CAT-0099 | 3981 | General Electrical (Cables, Containment, Power, Data) | ACTIVE | BC-0028
SUB-0550 | SUBCATEGORY | IMME component class (Junction boxes) | CAT-0100 | 3986 | General Electrical (Cables, Containment, Power, Data) | ACTIVE | BC-0028
SUB-0551 | SUBCATEGORY | Moulded final accessory (plastic switch) | CAT-0101 | 3992 | General Electrical (Cables, Containment, Power, Data) | ACTIVE | BC-0028
SUB-0552 | SUBCATEGORY | Metalclad final accessory (metalclad switch) | CAT-0101 | 4000 | General Electrical (Cables, Containment, Power, Data) | ACTIVE | BC-0028
SUB-0553 | SUBCATEGORY | Lighting level control (dimmer switch) | CAT-0101 | 4009 | General Electrical (Cables, Containment, Power, Data) | ACTIVE | BC-0028
SUB-0554 | SUBCATEGORY | Ceiling lighting connection (ceiling rose) | CAT-0101 | 4013 | General Electrical (Cables, Containment, Power, Data) | ACTIVE | BC-0028
SUB-0555 | SUBCATEGORY | IMME Socket interface (Plastic socket outlets) | CAT-0101 | 4015 | General Electrical (Cables, Containment, Power, Data) | ACTIVE | BC-0028
SUB-0556 | SUBCATEGORY | IMME Socket interface (Galvanised socket outlets) | CAT-0101 | 4020 | General Electrical (Cables, Containment, Power, Data) | ACTIVE | BC-0028
SUB-0557 | SUBCATEGORY | IMME Socket interface (Galvanised neon socket outlets) | CAT-0101 | 4025 | General Electrical (Cables, Containment, Power, Data) | ACTIVE | BC-0028
SUB-0558 | SUBCATEGORY | IMME component class (Standard plugs) | CAT-0101 | 4028 | General Electrical (Cables, Containment, Power, Data) | ACTIVE | BC-0028
SUB-0559 | SUBCATEGORY | IMME duty band — IP66 Watertight Outdoor Socket/Plug | CAT-0101 | 4030 | General Electrical (Cables, Containment, Power, Data) | ACTIVE | BC-0028
SUB-0560 | SUBCATEGORY | IMME component class (Standard-finish floor boxes) | CAT-0101 | 4035 | General Electrical (Cables, Containment, Power, Data) | ACTIVE | BC-0028
SUB-0561 | SUBCATEGORY | IMME component class (Connection units) | CAT-0101 | 4039 | General Electrical (Cables, Containment, Power, Data) | ACTIVE | BC-0028
SUB-0562 | SUBCATEGORY | IMME component class (Galvanised connection units) | CAT-0101 | 4043 | General Electrical (Cables, Containment, Power, Data) | ACTIVE | BC-0028
SUB-0563 | SUBCATEGORY | IMME Socket interface (Shaver sockets) | CAT-0101 | 4047 | General Electrical (Cables, Containment, Power, Data) | ACTIVE | BC-0028
SUB-0564 | SUBCATEGORY | IMME component class (Cooker control units) | CAT-0101 | 4050 | General Electrical (Cables, Containment, Power, Data) | ACTIVE | BC-0028
SUB-0565 | SUBCATEGORY | IMME component class (Thermostats) | CAT-0101 | 4053 | General Electrical (Cables, Containment, Power, Data) | ACTIVE | BC-0028
SUB-0566 | SUBCATEGORY | IMME Final accessory component (Switch disconnectors) | CAT-0101 | 4055 | General Electrical (Cables, Containment, Power, Data) | ACTIVE | BC-0028
SUB-0567 | SUBCATEGORY | Presence/daylight sensor class | CAT-0102 | 4062 | Lighting & Luminaires (Split Actual Fitting Cost onto OFCI/CFCI if Known) | ACTIVE | BC-0029
SUB-0568 | SUBCATEGORY | Lighting-control module class | CAT-0102 | 4065 | Lighting & Luminaires (Split Actual Fitting Cost onto OFCI/CFCI if Known) | ACTIVE | BC-0029
SUB-0569 | SUBCATEGORY | DALI controller/gateway class | CAT-0102 | 4069 | Lighting & Luminaires (Split Actual Fitting Cost onto OFCI/CFCI if Known) | ACTIVE | BC-0029
SUB-0570 | SUBCATEGORY | Scene-control interface class | CAT-0102 | 4072 | Lighting & Luminaires (Split Actual Fitting Cost onto OFCI/CFCI if Known) | ACTIVE | BC-0029
SUB-0571 | SUBCATEGORY | Lighting-control panel class | CAT-0102 | 4075 | Lighting & Luminaires (Split Actual Fitting Cost onto OFCI/CFCI if Known) | ACTIVE | BC-0029
SUB-0572 | SUBCATEGORY | Lighting commissioning/integration band | CAT-0102 | 4079 | Lighting & Luminaires (Split Actual Fitting Cost onto OFCI/CFCI if Known) | ACTIVE | BC-0029
SUB-0573 | SUBCATEGORY | Field sensing/control devices (field devices) | CAT-0103 | 4084 | CCTV, Access control and Security Systems | ACTIVE | BC-0030
SUB-0574 | SUBCATEGORY | Intruder alarm devices | CAT-0104 | 4097 | CCTV, Access control and Security Systems | ACTIVE | BC-0030
SUB-0575 | SUBCATEGORY | CCTV devices | CAT-0104 | 4113 | CCTV, Access control and Security Systems | ACTIVE | BC-0030
SUB-0576 | SUBCATEGORY | Network video recorder channel band | CAT-0105 | 4122 | CCTV, Access control and Security Systems | ACTIVE | BC-0030
SUB-0577 | SUBCATEGORY | Video-management software channel band | CAT-0105 | 4126 | CCTV, Access control and Security Systems | ACTIVE | BC-0030
SUB-0578 | SUBCATEGORY | Security controller + PSU capacity band | CAT-0105 | 4130 | CCTV, Access control and Security Systems | ACTIVE | BC-0030
SUB-0579 | SUBCATEGORY | Security display + intercom equipment class | CAT-0105 | 4137 | CCTV, Access control and Security Systems | ACTIVE | BC-0030
SUB-0580 | SUBCATEGORY | Cable route (cable) | CAT-0106 | 4145 | ICT / Communications, TV and Data | ACTIVE | BC-0031
SUB-0581 | SUBCATEGORY | IMME component class (Plastic telephone outlets) | CAT-0106 | 4157 | ICT / Communications, TV and Data | ACTIVE | BC-0031
SUB-0582 | SUBCATEGORY | IMME component class (Chrome telephone outlets) | CAT-0106 | 4160 | ICT / Communications, TV and Data | ACTIVE | BC-0031
SUB-0583 | SUBCATEGORY | IMME component class (Patch panels) | CAT-0106 | 4163 | ICT / Communications, TV and Data | ACTIVE | BC-0031
SUB-0584 | SUBCATEGORY | IMME Socket interface (TV coax socket outlets) | CAT-0106 | 4166 | ICT / Communications, TV and Data | ACTIVE | BC-0031
SUB-0585 | SUBCATEGORY | IMME component class (Copper data cabling) | CAT-0106 | 4171 | ICT / Communications, TV and Data | ACTIVE | BC-0031
SUB-0586 | SUBCATEGORY | IMME component class (Data outlet plates) | CAT-0106 | 4173 | ICT / Communications, TV and Data | ACTIVE | BC-0031
SUB-0587 | SUBCATEGORY | Metalclad data outlet plate (data plate) | CAT-0106 | 4179 | ICT / Communications, TV and Data | ACTIVE | BC-0031
SUB-0588 | SUBCATEGORY | IMME component class (Copper Patch Leads RJ45) | CAT-0106 | 4182 | ICT / Communications, TV and Data | ACTIVE | BC-0031
SUB-0589 | SUBCATEGORY | IMME Cable route/component (Fibre optic cable) | CAT-0106 | 4187 | ICT / Communications, TV and Data | ACTIVE | BC-0031
SUB-0590 | SUBCATEGORY | IMME Connection interface component (Fibre connectors) | CAT-0106 | 4193 | ICT / Communications, TV and Data | ACTIVE | BC-0031
SUB-0591 | SUBCATEGORY | IMME component class (Fibre patch leads) | CAT-0106 | 4199 | ICT / Communications, TV and Data | ACTIVE | BC-0031
SUB-0592 | SUBCATEGORY | Network cabinet/rack capacity band | CAT-0107 | 4204 | ICT / Communications, TV and Data | ACTIVE | BC-0031
SUB-0593 | SUBCATEGORY | Fibre termination panel capacity band | CAT-0107 | 4208 | ICT / Communications, TV and Data | ACTIVE | BC-0031
SUB-0594 | SUBCATEGORY | Managed network-switch port band | CAT-0107 | 4212 | ICT / Communications, TV and Data | ACTIVE | BC-0031
SUB-0595 | SUBCATEGORY | Wireless access-point class | CAT-0107 | 4216 | ICT / Communications, TV and Data | ACTIVE | BC-0031
SUB-0596 | SUBCATEGORY | Fibre termination + splice enclosure class | CAT-0107 | 4219 | ICT / Communications, TV and Data | ACTIVE | BC-0031
SUB-0597 | SUBCATEGORY | Display/screen class | CAT-0108 | 4223 | ICT / Communications, TV and Data | ACTIVE | BC-0031
SUB-0598 | SUBCATEGORY | AV input/interface point | CAT-0108 | 4227 | ICT / Communications, TV and Data | ACTIVE | BC-0031
SUB-0599 | SUBCATEGORY | AV matrix/controller class | CAT-0108 | 4230 | ICT / Communications, TV and Data | ACTIVE | BC-0031
SUB-0600 | SUBCATEGORY | AV rack/equipment cabinet | CAT-0108 | 4234 | ICT / Communications, TV and Data | ACTIVE | BC-0031
SUB-0601 | SUBCATEGORY | AV signal-distribution equipment | CAT-0108 | 4237 | ICT / Communications, TV and Data | ACTIVE | BC-0031
SUB-0602 | SUBCATEGORY | Room-control interface | CAT-0108 | 4240 | ICT / Communications, TV and Data | ACTIVE | BC-0031
SUB-0603 | SUBCATEGORY | Blind motor class | CAT-0109 | 4244 | Powered Blinds | ACTIVE | BC-0032
SUB-0604 | SUBCATEGORY | Local blind-control interface | CAT-0109 | 4247 | Powered Blinds | ACTIVE | BC-0032
SUB-0605 | SUBCATEGORY | Group blind controller | CAT-0109 | 4250 | Powered Blinds | ACTIVE | BC-0032
SUB-0606 | SUBCATEGORY | Blind power-supply unit | CAT-0109 | 4253 | Powered Blinds | ACTIVE | BC-0032
SUB-0607 | SUBCATEGORY | BMS/lighting integration interface | CAT-0109 | 4256 | Powered Blinds | ACTIVE | BC-0032
SUB-0608 | SUBCATEGORY | Bedhead call-point class | CAT-0110 | 4260 | Nurse Call Specialist Systems | ACTIVE | BC-0033
SUB-0609 | SUBCATEGORY | Overdoor indicator class | CAT-0110 | 4263 | Nurse Call Specialist Systems | ACTIVE | BC-0033
SUB-0610 | SUBCATEGORY | Staff reset/cancel unit | CAT-0110 | 4265 | Nurse Call Specialist Systems | ACTIVE | BC-0033
SUB-0611 | SUBCATEGORY | Nurse-call controller class | CAT-0110 | 4267 | Nurse Call Specialist Systems | ACTIVE | BC-0033
SUB-0612 | SUBCATEGORY | Display/annunciator class | CAT-0110 | 4270 | Nurse Call Specialist Systems | ACTIVE | BC-0033
SUB-0613 | SUBCATEGORY | Nurse-call PSU/interface equipment | CAT-0110 | 4272 | Nurse Call Specialist Systems | ACTIVE | BC-0033
SUB-0614 | SUBCATEGORY | Field sensing/control devices (field devices) | CAT-0111 | 4276 | Fire Detection & Alarm incl. Disabled Alarm | ACTIVE | BC-0034
SUB-0615 | SUBCATEGORY | Disabled WC alarm component class | CAT-0112 | 4320 | Fire Detection & Alarm incl. Disabled Alarm | ACTIVE | BC-0034
SUB-0616 | SUBCATEGORY | Disabled-alarm packaged-system zone band | CAT-0112 | 4325 | Fire Detection & Alarm incl. Disabled Alarm | ACTIVE | BC-0034
SUB-0617 | SUBCATEGORY | Emergency refuge system class | CAT-0112 | 4328 | Fire Detection & Alarm incl. Disabled Alarm | ACTIVE | BC-0034
SUB-0618 | SUBCATEGORY | Loudspeaker class | CAT-0113 | 4334 | Fire Detection & Alarm incl. Disabled Alarm | ACTIVE | BC-0034
SUB-0619 | SUBCATEGORY | Voice-alarm amplifier class | CAT-0113 | 4338 | Fire Detection & Alarm incl. Disabled Alarm | ACTIVE | BC-0034
SUB-0620 | SUBCATEGORY | PA/VA controller class | CAT-0113 | 4341 | Fire Detection & Alarm incl. Disabled Alarm | ACTIVE | BC-0034
SUB-0621 | SUBCATEGORY | Paging microphone class | CAT-0113 | 4343 | Fire Detection & Alarm incl. Disabled Alarm | ACTIVE | BC-0034
SUB-0622 | SUBCATEGORY | Speaker-line interface/module | CAT-0113 | 4345 | Fire Detection & Alarm incl. Disabled Alarm | ACTIVE | BC-0034
SUB-0623 | SUBCATEGORY | PA/VA rack + PSU equipment | CAT-0113 | 4347 | Fire Detection & Alarm incl. Disabled Alarm | ACTIVE | BC-0034
SUB-0624 | SUBCATEGORY | PV module capacity band | CAT-0114 | 4350 | Photovoltaic/Solar | ACTIVE | BC-0035
SUB-0625 | SUBCATEGORY | String inverter duty band | CAT-0114 | 4353 | Photovoltaic/Solar | ACTIVE | BC-0035
SUB-0626 | SUBCATEGORY | PV mounting-system class | CAT-0114 | 4357 | Photovoltaic/Solar | ACTIVE | BC-0035
SUB-0627 | SUBCATEGORY | DC isolator/protection class | CAT-0114 | 4360 | Photovoltaic/Solar | ACTIVE | BC-0035
SUB-0628 | SUBCATEGORY | PV combiner equipment | CAT-0114 | 4364 | Photovoltaic/Solar | ACTIVE | BC-0035
SUB-0629 | SUBCATEGORY | PV monitoring/interface equipment | CAT-0114 | 4367 | Photovoltaic/Solar | ACTIVE | BC-0035
SUB-0630 | SUBCATEGORY | Cable route (cable) | CAT-0115 | 4371 | Lightning Protection & Earthing | ACTIVE | BC-0036
SUB-0631 | SUBCATEGORY | IMME component class (Earth bars) | CAT-0116 | 4389 | Lightning Protection & Earthing | ACTIVE | BC-0036
SUB-0632 | SUBCATEGORY | IMME component class (Disconnecting links) | CAT-0116 | 4393 | Lightning Protection & Earthing | ACTIVE | BC-0036
SUB-0633 | SUBCATEGORY | IMME component class (Crimp lugs) | CAT-0116 | 4396 | Lightning Protection & Earthing | ACTIVE | BC-0036
SUB-0634 | SUBCATEGORY | IMME component class (Earth clamps) | CAT-0116 | 4403 | Lightning Protection & Earthing | ACTIVE | BC-0036
SUB-0635 | SUBCATEGORY | IMME Air route component (Lightning conductor tape) | CAT-0116 | 4407 | Lightning Protection & Earthing | ACTIVE | BC-0036
SUB-0636 | SUBCATEGORY | IMME component class (Copper tape fixings) | CAT-0116 | 4410 | Lightning Protection & Earthing | ACTIVE | BC-0036
SUB-0637 | SUBCATEGORY | IMME Bolted interface component (Puddle flanges) | CAT-0116 | 4414 | Lightning Protection & Earthing | ACTIVE | BC-0036
SUB-0638 | SUBCATEGORY | Lightning air termination rods (air rods) | CAT-0116 | 4416 | Lightning Protection & Earthing | ACTIVE | BC-0036
SUB-0639 | SUBCATEGORY | IMME component class (Air terminals) | CAT-0116 | 4426 | Lightning Protection & Earthing | ACTIVE | BC-0036
SUB-0640 | SUBCATEGORY | IMME component class (Pipe bonds) | CAT-0116 | 4433 | Lightning Protection & Earthing | ACTIVE | BC-0036
SUB-0641 | SUBCATEGORY | IMME component class (Lightning clamps) | CAT-0116 | 4435 | Lightning Protection & Earthing | ACTIVE | BC-0036
SUB-0642 | SUBCATEGORY | Embedded earthing point (cast-in earth point) | CAT-0116 | 4438 | Lightning Protection & Earthing | ACTIVE | BC-0036
SUB-0643 | SUBCATEGORY | Mechanical conductor clamp (U-bolt clamp) | CAT-0116 | 4447 | Lightning Protection & Earthing | ACTIVE | BC-0036
SUB-0644 | SUBCATEGORY | Earthing inspection point (earth pit) | CAT-0116 | 4451 | Lightning Protection & Earthing | ACTIVE | BC-0036
SUB-0645 | SUBCATEGORY | Earthing grid lattice (copper tape lattice) | CAT-0116 | 4454 | Lightning Protection & Earthing | ACTIVE | BC-0036
SUB-0646 | SUBCATEGORY | Earthing plate interface (copper tape plate) | CAT-0116 | 4457 | Lightning Protection & Earthing | ACTIVE | BC-0036
SUB-0647 | SUBCATEGORY | Earth electrode rod (earth rod) | CAT-0116 | 4460 | Lightning Protection & Earthing | ACTIVE | BC-0036
SUB-0648 | SUBCATEGORY | Lift isolator/supply interface class | CAT-0117 | 4468 | Lift POWER SUPPLY ONLY | ACTIVE | BC-0037
SUB-0649 | SUBCATEGORY | Lift feeder duty band | CAT-0117 | 4472 | Lift POWER SUPPLY ONLY | ACTIVE | BC-0037
SUB-0650 | SUBCATEGORY | Lift standby/rescue supply interface | CAT-0117 | 4476 | Lift POWER SUPPLY ONLY | ACTIVE | BC-0037

## QSOR_ITEM_MASTER
QSOR_ITEM_ID | DISCIPLINE_ID | CATEGORY_ID | SUBCATEGORY_ID | SOURCE_ROW | DESCRIPTION | CURRENT_RATE | BENCHMARK_CATEGORY | SOURCE_MARKER | MAPPING_STATUS | STATUS | BENCHMARK_CATEGORY_ID | QSOR MASTER VALIDATION | VALUE
QSOR-0000001 | DISC-MECH | CAT-0001 | SUB-0001 | 4 | IMME size/duty mark — nominal 10–13 kW heat output | 1266.6212 | Boilers |  | STANDARD | ACTIVE | BC-0001 | Active QSOR items | 3708
QSOR-0000002 | DISC-MECH | CAT-0001 | SUB-0001 | 5 | IMME size/duty mark — nominal 13–16 kW heat output | 1317.5806 | Boilers |  | STANDARD | ACTIVE | BC-0001 | Retired identities | 9
QSOR-0000003 | DISC-MECH | CAT-0001 | SUB-0001 | 6 | IMME size/duty mark — nominal 16–19 kW heat output | 1381.0276 | Boilers |  | STANDARD | ACTIVE | BC-0001 | Allocated identities | 3717
QSOR-0000004 | DISC-MECH | CAT-0001 | SUB-0001 | 7 | IMME size/duty mark — nominal 19–22 kW heat output | 1605.1858 | Boilers |  | STANDARD | ACTIVE | BC-0001 | First allocated ID | QSOR-0000001
QSOR-0000005 | DISC-MECH | CAT-0001 | SUB-0001 | 8 | IMME size/duty mark — nominal 22–25 kW heat output | 1776.1139 | Boilers |  | STANDARD | ACTIVE | BC-0001 | Highest allocated ID | QSOR-0003717
QSOR-0000006 | DISC-MECH | CAT-0001 | SUB-0001 | 9 | IMME size/duty mark — nominal 25–31 kW heat output | 2205.9107 | Boilers |  | STANDARD | ACTIVE | BC-0001 | Exposure profiles | 650
QSOR-0000007 | DISC-MECH | CAT-0001 | SUB-0001 | 10 | IMME size/duty mark — nominal 31–39 kW heat output | 2533.4733 | Boilers |  | STANDARD | ACTIVE | BC-0001 | Category exception profiles | 0
QSOR-0000008 | DISC-MECH | CAT-0001 | SUB-0001 | 11 | IMME size/duty mark — nominal 39–44 kW heat output | 2653.1239 | Boilers |  | STANDARD | ACTIVE | BC-0001
QSOR-0000009 | DISC-MECH | CAT-0001 | SUB-0002 | 13 | IMME size/duty mark — circa 300 kW steam duty | 27977.4368 | Boilers |  | STANDARD | ACTIVE | BC-0001
QSOR-0000010 | DISC-MECH | CAT-0001 | SUB-0002 | 14 | IMME size/duty mark — circa 1.45 MW steam duty | 100751.97 | Boilers |  | STANDARD | ACTIVE | BC-0001
QSOR-0000011 | DISC-MECH | CAT-0001 | SUB-0002 | 15 | IMME size/duty mark — circa 3.08 MW steam duty | 115361.421 | Boilers |  | STANDARD | ACTIVE | BC-0001
QSOR-0000012 | DISC-MECH | CAT-0001 | SUB-0002 | 16 | IMME size/duty mark — circa 5.05 MW steam duty | 171773.0107 | Boilers |  | STANDARD | ACTIVE | BC-0001
QSOR-0000013 | DISC-MECH | CAT-0001 | SUB-0002 | 17 | IMME size/duty mark — circa 5.45 MW steam duty | 197454.3662 | Boilers |  | STANDARD | ACTIVE | BC-0001
QSOR-0000014 | DISC-MECH | CAT-0002 | SUB-0003 | 20 | IMME duty band — BLR-060, nominal 60 kW LTHW condensing duty | 3208.1342 | Boilers |  | STANDARD | ACTIVE | BC-0001
QSOR-0000015 | DISC-MECH | CAT-0002 | SUB-0003 | 21 | IMME duty band — BLR-080, nominal 80 kW LTHW condensing duty | 4447.7234 | Boilers |  | STANDARD | ACTIVE | BC-0001
QSOR-0000016 | DISC-MECH | CAT-0002 | SUB-0003 | 22 | IMME duty band — BLR-100, nominal 100 kW LTHW condensing duty | 5081.2303 | Boilers |  | STANDARD | ACTIVE | BC-0001
QSOR-0000017 | DISC-MECH | CAT-0002 | SUB-0003 | 23 | IMME duty band — BLR-120, nominal 120 kW LTHW condensing duty | 5751.1067 | Boilers |  | STANDARD | ACTIVE | BC-0001
QSOR-0000018 | DISC-MECH | CAT-0002 | SUB-0003 | 24 | IMME duty band — BLR-150, nominal 150 kW LTHW condensing duty | 6448.3807 | Boilers |  | STANDARD | ACTIVE | BC-0001
QSOR-0000019 | DISC-MECH | CAT-0002 | SUB-0003 | 25 | IMME duty band — BLR-250, nominal 250 kW LTHW condensing duty | 10206.9103 | Boilers |  | STANDARD | ACTIVE | BC-0001
QSOR-0000020 | DISC-MECH | CAT-0002 | SUB-0003 | 26 | IMME duty band — BLR-500, nominal 500 kW LTHW condensing duty | 19732.5107 | Boilers |  | STANDARD | ACTIVE | BC-0001
QSOR-0000021 | DISC-MECH | CAT-0003 | SUB-0004 | 29 | IMME size/duty mark — FLU-100, nominal 100mm commercial boiler flue interface | 381.9628 | Boilers |  | STANDARD | ACTIVE | BC-0001
QSOR-0000022 | DISC-MECH | CAT-0003 | SUB-0004 | 30 | IMME size/duty mark — FLU-150, nominal 150mm commercial boiler flue interface | 590.6346 | Boilers |  | STANDARD | ACTIVE | BC-0001
QSOR-0000023 | DISC-MECH | CAT-0003 | SUB-0004 | 31 | IMME size/duty mark — FLU-200, nominal 200mm commercial boiler flue interface | 817.4515 | Boilers |  | STANDARD | ACTIVE | BC-0001
QSOR-0000024 | DISC-MECH | CAT-0003 | SUB-0004 | 32 | IMME size/duty mark — FLU-250, nominal 250mm commercial boiler flue interface | 1134.9953 | Boilers |  | STANDARD | ACTIVE | BC-0001
QSOR-0000025 | DISC-MECH | CAT-0003 | SUB-0004 | 33 | IMME size/duty mark — FLU-300, nominal 300mm commercial boiler flue interface | 1497.9027 | Boilers |  | STANDARD | ACTIVE | BC-0001
QSOR-0000026 | DISC-MECH | CAT-0004 | SUB-0005 | 36 | IMME duty band — BLC-02, nominal 2-boiler cascade control class | 590.6117 | Boilers |  | STANDARD | ACTIVE | BC-0001
QSOR-0000027 | DISC-MECH | CAT-0004 | SUB-0005 | 37 | IMME duty band — BLC-04, nominal 4-boiler cascade control class | 998.8669 | Boilers |  | STANDARD | ACTIVE | BC-0001
QSOR-0000028 | DISC-MECH | CAT-0004 | SUB-0005 | 38 | IMME duty band — BLC-08, nominal 8-boiler cascade control class | 1588.5687 | Boilers |  | STANDARD | ACTIVE | BC-0001
QSOR-0000029 | DISC-MECH | CAT-0004 | SUB-0006 | 40 | IMME component class (small condensate neutralisation package) | 318.4054 | Boilers |  | STANDARD | ACTIVE | BC-0001
QSOR-0000030 | DISC-MECH | CAT-0004 | SUB-0006 | 41 | IMME component class (large condensate neutralisation package) | 590.5442 | Boilers |  | STANDARD | ACTIVE | BC-0001
QSOR-0000031 | DISC-MECH | CAT-0004 | SUB-0006 | 42 | IMME component class (commercial boiler safety accessory set) | 635.9006 | Boilers |  | STANDARD | ACTIVE | BC-0001
QSOR-0000032 | DISC-MECH | CAT-0004 | SUB-0006 | 43 | IMME component class (large boiler safety accessory set) | 998.7523 | Boilers |  | STANDARD | ACTIVE | BC-0001
QSOR-0000033 | DISC-MECH | CAT-0005 | SUB-0007 | 46 | IMME size/duty mark — IMME volume class P-25, circa 2.5 m³ | 4182.8418 | Pumps & Booster Sets |  | STANDARD | ACTIVE | BC-0002
QSOR-0000034 | DISC-MECH | CAT-0005 | SUB-0007 | 47 | IMME size/duty mark — IMME volume class P-65/215, circa 6.5–21.5 m³ | 7416.4119 | Pumps & Booster Sets |  | STANDARD | ACTIVE | BC-0002
QSOR-0000035 | DISC-MECH | CAT-0005 | SUB-0007 | 48 | IMME size/duty mark — IMME volume class P-270, circa 27.0 m³ | 8309.0026 | Pumps & Booster Sets |  | STANDARD | ACTIVE | BC-0002
QSOR-0000036 | DISC-MECH | CAT-0006 | SUB-0008 | 51 | IMME duty band — CIR-S-01, nominal DN32 low commercial circulation duty | 699.6901 | Pumps & Booster Sets |  | STANDARD | ACTIVE | BC-0002
QSOR-0000037 | DISC-MECH | CAT-0006 | SUB-0008 | 52 | IMME duty band — CIR-S-02, nominal DN40 medium commercial circulation duty | 1577.3765 | Pumps & Booster Sets |  | STANDARD | ACTIVE | BC-0002
QSOR-0000038 | DISC-MECH | CAT-0006 | SUB-0008 | 53 | IMME duty band — CIR-S-03, nominal DN50 medium-high commercial circulation duty | 2579.3417 | Pumps & Booster Sets |  | STANDARD | ACTIVE | BC-0002
QSOR-0000039 | DISC-MECH | CAT-0006 | SUB-0008 | 54 | IMME duty band — CIR-S-04, nominal DN65 high commercial circulation duty | 3065.1884 | Pumps & Booster Sets |  | STANDARD | ACTIVE | BC-0002
QSOR-0000040 | DISC-MECH | CAT-0006 | SUB-0008 | 55 | IMME duty band — CIR-S-05, nominal DN80 extra-high commercial circulation duty | 3723.9363 | Pumps & Booster Sets |  | STANDARD | ACTIVE | BC-0002
QSOR-0000041 | DISC-MECH | CAT-0006 | SUB-0009 | 57 | IMME duty band — CIR-T-01, nominal DN32 low twin-head circulation duty | 1590.1128 | Pumps & Booster Sets |  | STANDARD | ACTIVE | BC-0002
QSOR-0000042 | DISC-MECH | CAT-0006 | SUB-0009 | 58 | IMME duty band — CIR-T-02, nominal DN40 medium twin-head circulation duty | 2969.2221 | Pumps & Booster Sets |  | STANDARD | ACTIVE | BC-0002
QSOR-0000043 | DISC-MECH | CAT-0006 | SUB-0009 | 59 | IMME duty band — CIR-T-03, nominal DN50 medium-high twin-head circulation duty | 4967.0268 | Pumps & Booster Sets |  | STANDARD | ACTIVE | BC-0002
QSOR-0000044 | DISC-MECH | CAT-0006 | SUB-0009 | 60 | IMME duty band — CIR-T-04, nominal DN65 high twin-head circulation duty | 5947.4589 | Pumps & Booster Sets |  | STANDARD | ACTIVE | BC-0002
QSOR-0000045 | DISC-MECH | CAT-0006 | SUB-0009 | 61 | IMME duty band — CIR-T-05, nominal DN80 extra-high twin-head circulation duty | 6818.4761 | Pumps & Booster Sets |  | STANDARD | ACTIVE | BC-0002
QSOR-0000046 | DISC-MECH | CAT-0007 | SUB-0010 | 64 | IMME duty band — INL-150, nominal 1.5 kW variable-speed commercial in-line duty | 3140.7276 | Pumps & Booster Sets |  | STANDARD | ACTIVE | BC-0002
QSOR-0000047 | DISC-MECH | CAT-0007 | SUB-0010 | 65 | IMME duty band — INL-220, nominal 2.2 kW variable-speed commercial in-line duty | 4215.4407 | Pumps & Booster Sets |  | STANDARD | ACTIVE | BC-0002
QSOR-0000048 | DISC-MECH | CAT-0008 | SUB-0011 | 68 | IMME duty band — ES-075, nominal 0.75 kW end-suction pump duty | 1830.6854 | Pumps & Booster Sets |  | STANDARD | ACTIVE | BC-0002
QSOR-0000049 | DISC-MECH | CAT-0008 | SUB-0011 | 69 | IMME duty band — ES-150, nominal 1.5 kW end-suction pump duty | 1955.6099 | Pumps & Booster Sets |  | STANDARD | ACTIVE | BC-0002
QSOR-0000050 | DISC-MECH | CAT-0008 | SUB-0011 | 70 | IMME duty band — ES-220, nominal 2.2 kW end-suction pump duty | 2374.3017 | Pumps & Booster Sets |  | STANDARD | ACTIVE | BC-0002
QSOR-0000051 | DISC-MECH | CAT-0008 | SUB-0011 | 71 | IMME duty band — ES-550, nominal 5.5 kW end-suction pump duty | 2901.3342 | Pumps & Booster Sets |  | STANDARD | ACTIVE | BC-0002
QSOR-0000052 | DISC-MECH | CAT-0008 | SUB-0011 | 72 | IMME duty band — ES-2200, nominal 22 kW end-suction pump duty | 9242.0972 | Pumps & Booster Sets |  | STANDARD | ACTIVE | BC-0002
QSOR-0000053 | DISC-MECH | CAT-0009 | SUB-0012 | 75 | IMME duty band — BST-01, nominal 0.83 L/s per pump / 4.7 bar set duty | 6143.1052 | Pumps & Booster Sets |  | STANDARD | ACTIVE | BC-0002
QSOR-0000054 | DISC-MECH | CAT-0009 | SUB-0012 | 76 | IMME duty band — BST-02, nominal 0.83 L/s per pump / 6.0 bar set duty | 6326.82 | Pumps & Booster Sets |  | STANDARD | ACTIVE | BC-0002
QSOR-0000055 | DISC-MECH | CAT-0009 | SUB-0012 | 77 | IMME duty band — BST-03, nominal 1.3 L/s per pump / 7.5 bar set duty | 7096.317 | Pumps & Booster Sets |  | STANDARD | ACTIVE | BC-0002
QSOR-0000056 | DISC-MECH | CAT-0009 | SUB-0012 | 78 | IMME duty band — BST-04, nominal 4.1 L/s per pump / 7.0 bar set duty | 11005.2943 | Pumps & Booster Sets |  | STANDARD | ACTIVE | BC-0002
QSOR-0000057 | DISC-MECH | CAT-0010 | SUB-0013 | 81 | IMME duty band — DR-055, nominal 0.55 kW submersible drainage duty | 894.4218 | Pumps & Booster Sets |  | STANDARD | ACTIVE | BC-0002
QSOR-0000058 | DISC-MECH | CAT-0010 | SUB-0013 | 82 | IMME duty band — DR-075, nominal 0.75 kW submersible drainage duty | 1235.8233 | Pumps & Booster Sets |  | STANDARD | ACTIVE | BC-0002
QSOR-0000059 | DISC-MECH | CAT-0010 | SUB-0013 | 83 | IMME duty band — DR-110, nominal 1.1 kW submersible drainage duty | 1394.9662 | Pumps & Booster Sets |  | STANDARD | ACTIVE | BC-0002
QSOR-0000060 | DISC-MECH | CAT-0010 | SUB-0013 | 84 | IMME duty band — DR-150, nominal 1.5 kW submersible drainage duty | 1586.1155 | Pumps & Booster Sets |  | STANDARD | ACTIVE | BC-0002
QSOR-0000061 | DISC-MECH | CAT-0011 | SUB-0014 | 87 | IMME duty band — SW-220, nominal 2.2 kW sewage/wastewater duty | 3825.8751 | Pumps & Booster Sets |  | STANDARD | ACTIVE | BC-0002
QSOR-0000062 | DISC-MECH | CAT-0011 | SUB-0014 | 88 | IMME duty band — SW-300, nominal 3 kW sewage/wastewater duty | 4127.3289 | Pumps & Booster Sets |  | STANDARD | ACTIVE | BC-0002
QSOR-0000063 | DISC-MECH | CAT-0011 | SUB-0014 | 89 | IMME duty band — SW-400, nominal 4 kW sewage/wastewater duty | 4573.9935 | Pumps & Booster Sets |  | STANDARD | ACTIVE | BC-0002
QSOR-0000064 | DISC-MECH | CAT-0011 | SUB-0014 | 90 | IMME duty band — SW-550, nominal 5.5 kW sewage/wastewater duty | 5058.9434 | Pumps & Booster Sets |  | STANDARD | ACTIVE | BC-0002
QSOR-0000065 | DISC-MECH | CAT-0012 | SUB-0015 | 93 | IMME duty band — PPR-C100, nominal 100 kW chilled-water packaged pump room | 22681.1979 | Pumps & Booster Sets |  | STANDARD | ACTIVE | BC-0002
QSOR-0000066 | DISC-MECH | CAT-0012 | SUB-0015 | 94 | IMME duty band — PPR-C250, nominal 250 kW chilled-water packaged pump room | 36289.3705 | Pumps & Booster Sets |  | STANDARD | ACTIVE | BC-0002
QSOR-0000067 | DISC-MECH | CAT-0012 | SUB-0015 | 95 | IMME duty band — PPR-C500, nominal 500 kW chilled-water packaged pump room | 63505.7159 | Pumps & Booster Sets |  | STANDARD | ACTIVE | BC-0002
QSOR-0000068 | DISC-MECH | CAT-0012 | SUB-0015 | 96 | IMME duty band — PPR-C1000, nominal 1,000 kW chilled-water packaged pump room | 108866.2914 | Pumps & Booster Sets |  | STANDARD | ACTIVE | BC-0002
QSOR-0000069 | DISC-MECH | CAT-0012 | SUB-0016 | 98 | IMME duty band — PPR-D250, nominal 250 kW condenser-water packaged pump room | 31755.2299 | Pumps & Booster Sets |  | STANDARD | ACTIVE | BC-0002
QSOR-0000070 | DISC-MECH | CAT-0012 | SUB-0016 | 99 | IMME duty band — PPR-D500, nominal 500 kW condenser-water packaged pump room | 54436.8869 | Pumps & Booster Sets |  | STANDARD | ACTIVE | BC-0002
QSOR-0000071 | DISC-MECH | CAT-0012 | SUB-0016 | 100 | IMME duty band — PPR-D1000, nominal 1,000 kW condenser-water packaged pump room | 90727.5381 | Pumps & Booster Sets |  | STANDARD | ACTIVE | BC-0002
QSOR-0000072 | DISC-MECH | CAT-0012 | SUB-0017 | 102 | IMME component class (small prefabricated skid/header package) | 9072.2741 | Pumps & Booster Sets |  | STANDARD | ACTIVE | BC-0002
QSOR-0000073 | DISC-MECH | CAT-0012 | SUB-0017 | 103 | IMME component class (medium prefabricated skid/header package) | 18143.6382 | Pumps & Booster Sets |  | STANDARD | ACTIVE | BC-0002
QSOR-0000074 | DISC-MECH | CAT-0012 | SUB-0017 | 104 | IMME component class (large prefabricated skid/header package) | 31750.6843 | Pumps & Booster Sets |  | STANDARD | ACTIVE | BC-0002
QSOR-0000075 | DISC-MECH | CAT-0012 | SUB-0018 | 106 | IMME component class (standard packaged pump-room control/interface) | 4536.9661 | Pumps & Booster Sets |  | STANDARD | ACTIVE | BC-0002
QSOR-0000076 | DISC-MECH | CAT-0012 | SUB-0018 | 107 | IMME component class (redundant/networked pump-room control/interface) | 9073.0219 | Pumps & Booster Sets |  | STANDARD | ACTIVE | BC-0002
QSOR-0000077 | DISC-MECH | CAT-0013 | SUB-0019 | 110 | IMME duty band — CHL-A050, nominal 50 kW air-cooled chiller | 19958.852 | Chillers and Water Coolers / Towers |  | STANDARD | ACTIVE | BC-0003
QSOR-0000078 | DISC-MECH | CAT-0013 | SUB-0019 | 111 | IMME duty band — CHL-A100, nominal 100 kW air-cooled chiller | 31752.1813 | Chillers and Water Coolers / Towers |  | STANDARD | ACTIVE | BC-0003
QSOR-0000079 | DISC-MECH | CAT-0013 | SUB-0019 | 112 | IMME duty band — CHL-A250, nominal 250 kW air-cooled chiller | 63503.4524 | Chillers and Water Coolers / Towers |  | STANDARD | ACTIVE | BC-0003
QSOR-0000080 | DISC-MECH | CAT-0013 | SUB-0019 | 113 | IMME duty band — CHL-A500, nominal 500 kW air-cooled chiller | 113398.3073 | Chillers and Water Coolers / Towers |  | STANDARD | ACTIVE | BC-0003
QSOR-0000081 | DISC-MECH | CAT-0013 | SUB-0019 | 114 | IMME duty band — CHL-A1000, nominal 1,000 kW air-cooled chiller | 199580.3291 | Chillers and Water Coolers / Towers |  | STANDARD | ACTIVE | BC-0003
QSOR-0000082 | DISC-MECH | CAT-0013 | SUB-0020 | 116 | IMME duty band — CHL-W250, nominal 250 kW water-cooled chiller | 81653.8643 | Chillers and Water Coolers / Towers |  | STANDARD | ACTIVE | BC-0003
QSOR-0000083 | DISC-MECH | CAT-0013 | SUB-0020 | 117 | IMME duty band — CHL-W500, nominal 500 kW water-cooled chiller | 136089.1673 | Chillers and Water Coolers / Towers |  | STANDARD | ACTIVE | BC-0003
QSOR-0000084 | DISC-MECH | CAT-0013 | SUB-0020 | 118 | IMME duty band — CHL-W1000, nominal 1,000 kW water-cooled chiller | 235887.2225 | Chillers and Water Coolers / Towers |  | STANDARD | ACTIVE | BC-0003
QSOR-0000085 | DISC-MECH | CAT-0013 | SUB-0020 | 119 | IMME duty band — CHL-W2000, nominal 2,000 kW water-cooled chiller | 408265.6818 | Chillers and Water Coolers / Towers |  | STANDARD | ACTIVE | BC-0003
QSOR-0000086 | DISC-MECH | CAT-0013 | SUB-0021 | 121 | IMME duty band — CTW-250, nominal 250 kW heat-rejection tower | 27216.1383 | Chillers and Water Coolers / Towers |  | STANDARD | ACTIVE | BC-0003
QSOR-0000087 | DISC-MECH | CAT-0013 | SUB-0021 | 122 | IMME duty band — CTW-500, nominal 500 kW heat-rejection tower | 40823.7525 | Chillers and Water Coolers / Towers |  | STANDARD | ACTIVE | BC-0003
QSOR-0000088 | DISC-MECH | CAT-0013 | SUB-0021 | 123 | IMME duty band — CTW-1000, nominal 1,000 kW heat-rejection tower | 68038.9806 | Chillers and Water Coolers / Towers |  | STANDARD | ACTIVE | BC-0003
QSOR-0000089 | DISC-MECH | CAT-0013 | SUB-0021 | 124 | IMME duty band — CTW-2000, nominal 2,000 kW heat-rejection tower | 117933.5657 | Chillers and Water Coolers / Towers |  | STANDARD | ACTIVE | BC-0003
QSOR-0000090 | DISC-MECH | CAT-0013 | SUB-0022 | 127 | IMME duty band — DAC-500, nominal 500 kW dry-air-cooler duty | 36286.1515 | Chillers and Water Coolers / Towers |  | STANDARD | ACTIVE | BC-0003
QSOR-0000091 | DISC-MECH | CAT-0013 | SUB-0022 | 128 | IMME duty band — DAC-1000, nominal 1,000 kW dry-air-cooler duty | 58964.4273 | Chillers and Water Coolers / Towers |  | STANDARD | ACTIVE | BC-0003
QSOR-0000092 | DISC-MECH | CAT-0013 | SUB-0022 | 129 | IMME duty band — DAC-2000, nominal 2,000 kW dry-air-cooler duty | 99785.324 | Chillers and Water Coolers / Towers |  | STANDARD | ACTIVE | BC-0003
QSOR-0000093 | DISC-MECH | CAT-0013 | SUB-0023 | 131 | IMME component class (small glycol fill/dosing package) | 3629.3182 | Chillers and Water Coolers / Towers |  | STANDARD | ACTIVE | BC-0003
QSOR-0000094 | DISC-MECH | CAT-0013 | SUB-0023 | 132 | IMME component class (medium glycol fill/dosing package) | 7257.7264 | Chillers and Water Coolers / Towers |  | STANDARD | ACTIVE | BC-0003
QSOR-0000095 | DISC-MECH | CAT-0013 | SUB-0023 | 133 | IMME component class (large glycol fill/dosing package) | 16328.7468 | Chillers and Water Coolers / Towers |  | STANDARD | ACTIVE | BC-0003
QSOR-0000096 | DISC-MECH | CAT-0014 | SUB-0024 | 136 | IMME duty band — AHU-025, nominal 2,500 m³/h standard AHU | 12700.6825 | Air Handling Units |  | STANDARD | ACTIVE | BC-0004
QSOR-0000097 | DISC-MECH | CAT-0014 | SUB-0024 | 137 | IMME duty band — AHU-050, nominal 5,000 m³/h standard AHU | 21771.9484 | Air Handling Units |  | STANDARD | ACTIVE | BC-0004
QSOR-0000098 | DISC-MECH | CAT-0014 | SUB-0024 | 138 | IMME duty band — AHU-100, nominal 10,000 m³/h standard AHU | 38100.227 | Air Handling Units |  | STANDARD | ACTIVE | BC-0004
QSOR-0000099 | DISC-MECH | CAT-0014 | SUB-0024 | 139 | IMME duty band — AHU-200, nominal 20,000 m³/h standard AHU | 68035.4047 | Air Handling Units |  | STANDARD | ACTIVE | BC-0004
QSOR-0000100 | DISC-MECH | CAT-0014 | SUB-0024 | 140 | IMME duty band — AHU-400, nominal 40,000 m³/h standard AHU | 117927.3675 | Air Handling Units |  | STANDARD | ACTIVE | BC-0004
QSOR-0000101 | DISC-MECH | CAT-0014 | SUB-0025 | 142 | IMME duty band — AHU-H050, nominal 5,000 m³/h heat-recovery AHU | 23586.9732 | Air Handling Units |  | STANDARD | ACTIVE | BC-0004
QSOR-0000102 | DISC-MECH | CAT-0014 | SUB-0025 | 143 | IMME duty band — AHU-H100, nominal 10,000 m³/h heat-recovery AHU | 43544.4113 | Air Handling Units |  | STANDARD | ACTIVE | BC-0004
QSOR-0000103 | DISC-MECH | CAT-0014 | SUB-0025 | 144 | IMME duty band — AHU-H200, nominal 20,000 m³/h heat-recovery AHU | 77109.1936 | Air Handling Units |  | STANDARD | ACTIVE | BC-0004
QSOR-0000104 | DISC-MECH | CAT-0014 | SUB-0026 | 146 | IMME duty band — AHU-F025, nominal 2,500 m³/h fresh-air AHU | 10887.0092 | Air Handling Units |  | STANDARD | ACTIVE | BC-0004
QSOR-0000105 | DISC-MECH | CAT-0014 | SUB-0026 | 147 | IMME duty band — AHU-F050, nominal 5,000 m³/h fresh-air AHU | 18144.4086 | Air Handling Units |  | STANDARD | ACTIVE | BC-0004
QSOR-0000106 | DISC-MECH | CAT-0014 | SUB-0026 | 148 | IMME duty band — AHU-F100, nominal 10,000 m³/h fresh-air AHU | 31752.0326 | Air Handling Units |  | STANDARD | ACTIVE | BC-0004
QSOR-0000107 | DISC-MECH | CAT-0014 | SUB-0027 | 150 | IMME component class (LPHW coil section) | 2269.01 | Air Handling Units |  | STANDARD | ACTIVE | BC-0004
QSOR-0000108 | DISC-MECH | CAT-0014 | SUB-0027 | 151 | IMME component class (CHW coil section) | 2722.6301 | Air Handling Units |  | STANDARD | ACTIVE | BC-0004
QSOR-0000109 | DISC-MECH | CAT-0014 | SUB-0027 | 152 | IMME component class (DX coil section) | 3176.25 | Air Handling Units |  | STANDARD | ACTIVE | BC-0004
QSOR-0000110 | DISC-MECH | CAT-0014 | SUB-0028 | 154 | IMME component class (ePM1 fine-filtration section) | 817.4169 | Air Handling Units |  | STANDARD | ACTIVE | BC-0004
QSOR-0000111 | DISC-MECH | CAT-0014 | SUB-0028 | 155 | IMME component class (HEPA filtration section) | 2541.1534 | Air Handling Units |  | STANDARD | ACTIVE | BC-0004
QSOR-0000112 | DISC-MECH | CAT-0014 | SUB-0029 | 157 | IMME component class (anti-vibration/isolation set) | 1089.5872 | Air Handling Units |  | STANDARD | ACTIVE | BC-0004
QSOR-0000113 | DISC-MECH | CAT-0014 | SUB-0029 | 158 | IMME component class (local AHU control/interface package) | 2268.9877 | Air Handling Units |  | STANDARD | ACTIVE | BC-0004
QSOR-0000114 | DISC-MECH | CAT-0015 | SUB-0030 | 161 | IMME duty band — FWU-100, nominal 100 kW fan-wall cooling duty | 27217.698 | Air Handling Units |  | STANDARD | ACTIVE | BC-0004
QSOR-0000115 | DISC-MECH | CAT-0015 | SUB-0030 | 162 | IMME duty band — FWU-250, nominal 250 kW fan-wall cooling duty | 54434.486 | Air Handling Units |  | STANDARD | ACTIVE | BC-0004
QSOR-0000116 | DISC-MECH | CAT-0015 | SUB-0030 | 163 | IMME duty band — FWU-500, nominal 500 kW fan-wall cooling duty | 90723.5367 | Air Handling Units |  | STANDARD | ACTIVE | BC-0004
QSOR-0000117 | DISC-MECH | CAT-0015 | SUB-0030 | 164 | IMME duty band — FWU-1000, nominal 1,000 kW fan-wall cooling duty | 163301.6378 | Air Handling Units |  | STANDARD | ACTIVE | BC-0004
QSOR-0000118 | DISC-MECH | CAT-0015 | SUB-0031 | 166 | IMME component class (single EC fan-array module) | 4536.3655 | Air Handling Units |  | STANDARD | ACTIVE | BC-0004
QSOR-0000119 | DISC-MECH | CAT-0015 | SUB-0031 | 167 | IMME component class (high-capacity EC fan-array module) | 7257.6387 | Air Handling Units |  | STANDARD | ACTIVE | BC-0004
QSOR-0000120 | DISC-MECH | CAT-0015 | SUB-0032 | 169 | IMME component class (standard fan-wall control/interface package) | 6351.0162 | Air Handling Units |  | STANDARD | ACTIVE | BC-0004
QSOR-0000121 | DISC-MECH | CAT-0015 | SUB-0032 | 170 | IMME component class (redundant/networked fan-wall control package) | 10886.8066 | Air Handling Units |  | STANDARD | ACTIVE | BC-0004
QSOR-0000122 | DISC-MECH | CAT-0016 | SUB-0033 | 173 | IMME duty band — ASHP-025, nominal 25 kW ASHP heating duty | 13608.5664 | Air Source Heat Pumps / Ground Source Heat Pumps |  | STANDARD | ACTIVE | BC-0005
QSOR-0000123 | DISC-MECH | CAT-0016 | SUB-0033 | 174 | IMME duty band — ASHP-050, nominal 50 kW ASHP heating duty | 22680.3374 | Air Source Heat Pumps / Ground Source Heat Pumps |  | STANDARD | ACTIVE | BC-0005
QSOR-0000124 | DISC-MECH | CAT-0016 | SUB-0033 | 175 | IMME duty band — ASHP-100, nominal 100 kW ASHP heating duty | 40823.8794 | Air Source Heat Pumps / Ground Source Heat Pumps |  | STANDARD | ACTIVE | BC-0005
QSOR-0000125 | DISC-MECH | CAT-0016 | SUB-0033 | 176 | IMME duty band — ASHP-250, nominal 250 kW ASHP heating duty | 86182.7342 | Air Source Heat Pumps / Ground Source Heat Pumps |  | STANDARD | ACTIVE | BC-0005
QSOR-0000126 | DISC-MECH | CAT-0016 | SUB-0033 | 177 | IMME duty band — ASHP-500, nominal 500 kW ASHP heating duty | 154221.0162 | Air Source Heat Pumps / Ground Source Heat Pumps |  | STANDARD | ACTIVE | BC-0005
QSOR-0000127 | DISC-MECH | CAT-0016 | SUB-0034 | 179 | IMME duty band — RHP-025, nominal 25 kW reversible heat-pump duty | 15422.367 | Air Source Heat Pumps / Ground Source Heat Pumps |  | STANDARD | ACTIVE | BC-0005
QSOR-0000128 | DISC-MECH | CAT-0016 | SUB-0034 | 180 | IMME duty band — RHP-050, nominal 50 kW reversible heat-pump duty | 25400.9565 | Air Source Heat Pumps / Ground Source Heat Pumps |  | STANDARD | ACTIVE | BC-0005
QSOR-0000129 | DISC-MECH | CAT-0016 | SUB-0034 | 181 | IMME duty band — RHP-100, nominal 100 kW reversible heat-pump duty | 45358.1363 | Air Source Heat Pumps / Ground Source Heat Pumps |  | STANDARD | ACTIVE | BC-0005
QSOR-0000130 | DISC-MECH | CAT-0016 | SUB-0034 | 182 | IMME duty band — RHP-250, nominal 250 kW reversible heat-pump duty | 95251.0849 | Air Source Heat Pumps / Ground Source Heat Pumps |  | STANDARD | ACTIVE | BC-0005
QSOR-0000131 | DISC-MECH | CAT-0016 | SUB-0035 | 184 | IMME duty band — GSHP-025, nominal 25 kW GSHP plant duty | 14516.3451 | Air Source Heat Pumps / Ground Source Heat Pumps |  | STANDARD | ACTIVE | BC-0005
QSOR-0000132 | DISC-MECH | CAT-0016 | SUB-0035 | 185 | IMME duty band — GSHP-050, nominal 50 kW GSHP plant duty | 27217.3508 | Air Source Heat Pumps / Ground Source Heat Pumps |  | STANDARD | ACTIVE | BC-0005
QSOR-0000133 | DISC-MECH | CAT-0016 | SUB-0035 | 186 | IMME duty band — GSHP-100, nominal 100 kW GSHP plant duty | 49897.718 | Air Source Heat Pumps / Ground Source Heat Pumps |  | STANDARD | ACTIVE | BC-0005
QSOR-0000134 | DISC-MECH | CAT-0016 | SUB-0035 | 187 | IMME duty band — GSHP-250, nominal 250 kW GSHP plant duty | 108866.6729 | Air Source Heat Pumps / Ground Source Heat Pumps |  | STANDARD | ACTIVE | BC-0005
QSOR-0000135 | DISC-MECH | CAT-0016 | SUB-0036 | 189 | IMME duty band — HPI-100, nominal 100 kW hydraulic interface package | 7259.2798 | Air Source Heat Pumps / Ground Source Heat Pumps |  | STANDARD | ACTIVE | BC-0005
QSOR-0000136 | DISC-MECH | CAT-0016 | SUB-0036 | 190 | IMME duty band — HPI-250, nominal 250 kW hydraulic interface package | 12703.0574 | Air Source Heat Pumps / Ground Source Heat Pumps |  | STANDARD | ACTIVE | BC-0005
QSOR-0000137 | DISC-MECH | CAT-0016 | SUB-0036 | 191 | IMME duty band — HPI-500, nominal 500 kW hydraulic interface package | 21776.0197 | Air Source Heat Pumps / Ground Source Heat Pumps |  | STANDARD | ACTIVE | BC-0005
QSOR-0000138 | DISC-MECH | CAT-0016 | SUB-0037 | 193 | IMME component class (small plant control/ancillary package) | 2268.9537 | Air Source Heat Pumps / Ground Source Heat Pumps |  | STANDARD | ACTIVE | BC-0005
QSOR-0000139 | DISC-MECH | CAT-0016 | SUB-0037 | 194 | IMME component class (medium plant control/ancillary package) | 4536.9975 | Air Source Heat Pumps / Ground Source Heat Pumps |  | STANDARD | ACTIVE | BC-0005
QSOR-0000140 | DISC-MECH | CAT-0016 | SUB-0037 | 195 | IMME component class (large plant control/ancillary package) | 7258.65 | Air Source Heat Pumps / Ground Source Heat Pumps |  | STANDARD | ACTIVE | BC-0005
QSOR-0000141 | DISC-MECH | CAT-0017 | SUB-0038 | 198 | IMME duty band — CHP-01, nominal 19 kWe / 32 kWth | 64339.9751 | CHP Units / Other District Heating Plant |  | STANDARD | ACTIVE | BC-0006
QSOR-0000142 | DISC-MECH | CAT-0017 | SUB-0038 | 199 | IMME duty band — CHP-02, nominal 20 kWe / 36 kWth | 66640.9664 | CHP Units / Other District Heating Plant |  | STANDARD | ACTIVE | BC-0006
QSOR-0000143 | DISC-MECH | CAT-0017 | SUB-0038 | 200 | IMME duty band — CHP-03, nominal 20 kWe / 46 kWth | 69468.0699 | CHP Units / Other District Heating Plant |  | STANDARD | ACTIVE | BC-0006
QSOR-0000144 | DISC-MECH | CAT-0017 | SUB-0038 | 201 | IMME duty band — CHP-04, nominal 46 kWe / 67 kWth | 126182.5292 | CHP Units / Other District Heating Plant |  | STANDARD | ACTIVE | BC-0006
QSOR-0000145 | DISC-MECH | CAT-0017 | SUB-0038 | 202 | IMME duty band — CHP-05, nominal 54 kWe / 84 kWth | 129806.3247 | CHP Units / Other District Heating Plant |  | STANDARD | ACTIVE | BC-0006
QSOR-0000146 | DISC-MECH | CAT-0017 | SUB-0038 | 203 | IMME duty band — CHP-06, nominal 76 kWe / 120 kWth | 142711.7426 | CHP Units / Other District Heating Plant |  | STANDARD | ACTIVE | BC-0006
QSOR-0000147 | DISC-MECH | CAT-0017 | SUB-0038 | 204 | IMME duty band — CHP-07, nominal 112 kWe / 145 kWth | 187432.428 | CHP Units / Other District Heating Plant |  | STANDARD | ACTIVE | BC-0006
QSOR-0000148 | DISC-MECH | CAT-0017 | SUB-0038 | 205 | IMME duty band — CHP-08, nominal 153 kWe / 205 kWth | 189370.603 | CHP Units / Other District Heating Plant |  | STANDARD | ACTIVE | BC-0006
QSOR-0000149 | DISC-MECH | CAT-0017 | SUB-0038 | 206 | IMME duty band — CHP-09, nominal 179 kWe / 264 kWth | 259210.398 | CHP Units / Other District Heating Plant |  | STANDARD | ACTIVE | BC-0006
QSOR-0000150 | DISC-MECH | CAT-0017 | SUB-0038 | 207 | IMME duty band — CHP-10, nominal 198 kWe / 280 kWth | 260613.0118 | CHP Units / Other District Heating Plant |  | STANDARD | ACTIVE | BC-0006
QSOR-0000151 | DISC-MECH | CAT-0017 | SUB-0038 | 208 | IMME duty band — CHP-11, nominal 285 kWe / 398 kWth | 297129.3411 | CHP Units / Other District Heating Plant |  | STANDARD | ACTIVE | BC-0006
QSOR-0000152 | DISC-MECH | CAT-0017 | SUB-0038 | 209 | IMME duty band — CHP-12, nominal 303 kWe / 452 kWth | 352211.1351 | CHP Units / Other District Heating Plant |  | STANDARD | ACTIVE | BC-0006
QSOR-0000153 | DISC-MECH | CAT-0017 | SUB-0038 | 210 | IMME duty band — CHP-13, nominal 350 kWe / 528 kWth | 354565.5559 | CHP Units / Other District Heating Plant |  | STANDARD | ACTIVE | BC-0006
QSOR-0000154 | DISC-MECH | CAT-0017 | SUB-0038 | 211 | IMME duty band — CHP-14, nominal 377 kWe / 548 kWth | 401432.4071 | CHP Units / Other District Heating Plant |  | STANDARD | ACTIVE | BC-0006
QSOR-0000155 | DISC-MECH | CAT-0017 | SUB-0038 | 212 | IMME duty band — CHP-15, nominal 416 kWe / 618 kWth | 401885.5389 | CHP Units / Other District Heating Plant |  | STANDARD | ACTIVE | BC-0006
QSOR-0000156 | DISC-MECH | CAT-0017 | SUB-0038 | 213 | IMME duty band — CHP-16, nominal 451 kWe / 707 kWth | 412931.5138 | CHP Units / Other District Heating Plant |  | STANDARD | ACTIVE | BC-0006
QSOR-0000157 | DISC-MECH | CAT-0017 | SUB-0038 | 214 | IMME duty band — CHP-17, nominal 474 kWe / 730 kWth | 416500.7656 | CHP Units / Other District Heating Plant |  | STANDARD | ACTIVE | BC-0006
QSOR-0000158 | DISC-MECH | CAT-0018 | SUB-0039 | 217 | IMME size/duty mark — CHX-150, nominal 150mm CHP exhaust interface | 1633.7246 | CHP Units / Other District Heating Plant |  | STANDARD | ACTIVE | BC-0006
QSOR-0000159 | DISC-MECH | CAT-0018 | SUB-0039 | 218 | IMME size/duty mark — CHX-200, nominal 200mm CHP exhaust interface | 2177.9961 | CHP Units / Other District Heating Plant |  | STANDARD | ACTIVE | BC-0006
QSOR-0000160 | DISC-MECH | CAT-0018 | SUB-0039 | 219 | IMME size/duty mark — CHX-250, nominal 250mm CHP exhaust interface | 2903.6915 | CHP Units / Other District Heating Plant |  | STANDARD | ACTIVE | BC-0006
QSOR-0000161 | DISC-MECH | CAT-0018 | SUB-0039 | 220 | IMME size/duty mark — CHX-300, nominal 300mm CHP exhaust interface | 4082.9465 | CHP Units / Other District Heating Plant |  | STANDARD | ACTIVE | BC-0006
QSOR-0000162 | DISC-MECH | CAT-0018 | SUB-0039 | 221 | IMME size/duty mark — CHX-400, nominal 400mm CHP exhaust interface | 5897.1849 | CHP Units / Other District Heating Plant |  | STANDARD | ACTIVE | BC-0006
QSOR-0000163 | DISC-MECH | CAT-0018 | SUB-0040 | 223 | IMME duty band — CHG-100, nominal 100 kW gas-input interface class | 1633.9285 | CHP Units / Other District Heating Plant |  | STANDARD | ACTIVE | BC-0006
QSOR-0000164 | DISC-MECH | CAT-0018 | SUB-0040 | 224 | IMME duty band — CHG-250, nominal 250 kW gas-input interface class | 2359.7145 | CHP Units / Other District Heating Plant |  | STANDARD | ACTIVE | BC-0006
QSOR-0000165 | DISC-MECH | CAT-0018 | SUB-0040 | 225 | IMME duty band — CHG-500, nominal 500 kW gas-input interface class | 3539.1166 | CHP Units / Other District Heating Plant |  | STANDARD | ACTIVE | BC-0006
QSOR-0000166 | DISC-MECH | CAT-0018 | SUB-0040 | 226 | IMME duty band — CHG-1000, nominal 1000 kW gas-input interface class | 5625.7514 | CHP Units / Other District Heating Plant |  | STANDARD | ACTIVE | BC-0006
QSOR-0000167 | DISC-MECH | CAT-0019 | SUB-0041 | 229 | IMME duty band — CHA-050, nominal 50 kWe acoustic enclosure class | 7258.4798 | CHP Units / Other District Heating Plant |  | STANDARD | ACTIVE | BC-0006
QSOR-0000168 | DISC-MECH | CAT-0019 | SUB-0041 | 230 | IMME duty band — CHA-200, nominal 200 kWe acoustic enclosure class | 12701.657 | CHP Units / Other District Heating Plant |  | STANDARD | ACTIVE | BC-0006
QSOR-0000169 | DISC-MECH | CAT-0019 | SUB-0041 | 231 | IMME duty band — CHA-500, nominal 500 kWe acoustic enclosure class | 22680.8155 | CHP Units / Other District Heating Plant |  | STANDARD | ACTIVE | BC-0006
QSOR-0000170 | DISC-MECH | CAT-0019 | SUB-0042 | 233 | IMME duty band — CHC-050, nominal 50 kWe CHP control/commissioning class | 3175.9376 | CHP Units / Other District Heating Plant |  | STANDARD | ACTIVE | BC-0006
QSOR-0000171 | DISC-MECH | CAT-0019 | SUB-0042 | 234 | IMME duty band — CHC-200, nominal 200 kWe CHP control/commissioning class | 4990.2391 | CHP Units / Other District Heating Plant |  | STANDARD | ACTIVE | BC-0006
QSOR-0000172 | DISC-MECH | CAT-0019 | SUB-0042 | 235 | IMME duty band — CHC-500, nominal 500 kWe CHP control/commissioning class | 7711.6911 | CHP Units / Other District Heating Plant |  | STANDARD | ACTIVE | BC-0006
QSOR-0000173 | DISC-MECH | CAT-0020 | SUB-0043 | 238 | IMME duty band — DHI-100, nominal 100 kW heat-network interface station | 8165.7782 | CHP Units / Other District Heating Plant |  | STANDARD | ACTIVE | BC-0006
QSOR-0000174 | DISC-MECH | CAT-0020 | SUB-0043 | 239 | IMME duty band — DHI-250, nominal 250 kW heat-network interface station | 11794.6084 | CHP Units / Other District Heating Plant |  | STANDARD | ACTIVE | BC-0006
QSOR-0000175 | DISC-MECH | CAT-0020 | SUB-0043 | 240 | IMME duty band — DHI-500, nominal 500 kW heat-network interface station | 16330.6461 | CHP Units / Other District Heating Plant |  | STANDARD | ACTIVE | BC-0006
QSOR-0000176 | DISC-MECH | CAT-0020 | SUB-0043 | 241 | IMME duty band — DHI-1000, nominal 1000 kW heat-network interface station | 25402.7216 | CHP Units / Other District Heating Plant |  | STANDARD | ACTIVE | BC-0006
QSOR-0000177 | DISC-MECH | CAT-0021 | SUB-0044 | 244 | IMME duty band — FCU-030, nominal 3 kW fan-coil unit | 1180.3073 | Air Conditioning Equipment, Condensers, FCU's, CRF Units |  | STANDARD | ACTIVE | BC-0007
QSOR-0000178 | DISC-MECH | CAT-0021 | SUB-0044 | 245 | IMME duty band — FCU-045, nominal 4.5 kW fan-coil unit | 1724.6444 | Air Conditioning Equipment, Condensers, FCU's, CRF Units |  | STANDARD | ACTIVE | BC-0007
QSOR-0000179 | DISC-MECH | CAT-0021 | SUB-0044 | 246 | IMME duty band — FCU-075, nominal 7.5 kW fan-coil unit | 2722.5958 | Air Conditioning Equipment, Condensers, FCU's, CRF Units |  | STANDARD | ACTIVE | BC-0007
QSOR-0000180 | DISC-MECH | CAT-0021 | SUB-0045 | 248 | IMME component class (2.5 kW VRF indoor-unit class) | 817.4691 | Air Conditioning Equipment, Condensers, FCU's, CRF Units |  | STANDARD | ACTIVE | BC-0007
QSOR-0000181 | DISC-MECH | CAT-0021 | SUB-0045 | 249 | IMME component class (5.0 kW VRF indoor-unit class) | 1089.6554 | Air Conditioning Equipment, Condensers, FCU's, CRF Units |  | STANDARD | ACTIVE | BC-0007
QSOR-0000182 | DISC-MECH | CAT-0021 | SUB-0045 | 250 | IMME component class (10 kW VRF indoor-unit class) | 1634.028 | Air Conditioning Equipment, Condensers, FCU's, CRF Units |  | STANDARD | ACTIVE | BC-0007
QSOR-0000183 | DISC-MECH | CAT-0021 | SUB-0046 | 252 | IMME duty band — VRO-025, nominal 25 kW VRF outdoor duty | 5443.6478 | Air Conditioning Equipment, Condensers, FCU's, CRF Units |  | STANDARD | ACTIVE | BC-0007
QSOR-0000184 | DISC-MECH | CAT-0021 | SUB-0046 | 253 | IMME duty band — VRO-050, nominal 50 kW VRF outdoor duty | 10886.3854 | Air Conditioning Equipment, Condensers, FCU's, CRF Units |  | STANDARD | ACTIVE | BC-0007
QSOR-0000185 | DISC-MECH | CAT-0021 | SUB-0046 | 254 | IMME duty band — VRO-100, nominal 100 kW VRF outdoor duty | 21771.8611 | Air Conditioning Equipment, Condensers, FCU's, CRF Units |  | STANDARD | ACTIVE | BC-0007
QSOR-0000186 | DISC-MECH | CAT-0021 | SUB-0047 | 256 | IMME duty band — SPI-035, nominal 3.5 kW split indoor-unit class | 590.5838 | Air Conditioning Equipment, Condensers, FCU's, CRF Units |  | STANDARD | ACTIVE | BC-0007
QSOR-0000187 | DISC-MECH | CAT-0021 | SUB-0047 | 257 | IMME duty band — SPI-070, nominal 7 kW split indoor-unit class | 908.1006 | Air Conditioning Equipment, Condensers, FCU's, CRF Units |  | STANDARD | ACTIVE | BC-0007
QSOR-0000188 | DISC-MECH | CAT-0021 | SUB-0047 | 258 | IMME duty band — SPI-140, nominal 14 kW split indoor-unit class | 1633.8532 | Air Conditioning Equipment, Condensers, FCU's, CRF Units |  | STANDARD | ACTIVE | BC-0007
QSOR-0000189 | DISC-MECH | CAT-0021 | SUB-0048 | 260 | IMME duty band — SPO-035, nominal 3.5 kW split condenser duty | 817.4387 | Air Conditioning Equipment, Condensers, FCU's, CRF Units |  | STANDARD | ACTIVE | BC-0007
QSOR-0000190 | DISC-MECH | CAT-0021 | SUB-0048 | 261 | IMME duty band — SPO-070, nominal 7 kW split condenser duty | 1361.7912 | Air Conditioning Equipment, Condensers, FCU's, CRF Units |  | STANDARD | ACTIVE | BC-0007
QSOR-0000191 | DISC-MECH | CAT-0021 | SUB-0048 | 262 | IMME duty band — SPO-140, nominal 14 kW split condenser duty | 2541.2218 | Air Conditioning Equipment, Condensers, FCU's, CRF Units |  | STANDARD | ACTIVE | BC-0007
QSOR-0000192 | DISC-MECH | CAT-0021 | SUB-0049 | 264 | IMME component class (small branch/interface set) | 91.6247 | Air Conditioning Equipment, Condensers, FCU's, CRF Units |  | STANDARD | ACTIVE | BC-0007
QSOR-0000193 | DISC-MECH | CAT-0021 | SUB-0049 | 265 | IMME component class (medium branch/interface set) | 164.1966 | Air Conditioning Equipment, Condensers, FCU's, CRF Units |  | STANDARD | ACTIVE | BC-0007
QSOR-0000194 | DISC-MECH | CAT-0021 | SUB-0049 | 266 | IMME component class (large branch/interface set) | 273.0541 | Air Conditioning Equipment, Condensers, FCU's, CRF Units |  | STANDARD | ACTIVE | BC-0007
QSOR-0000195 | DISC-MECH | CAT-0022 | SUB-0050 | 269 | IMME duty band — CRAH-050, nominal 50 kW sensible-cooling CRAH | 22679.6487 | Air Conditioning Equipment, Condensers, FCU's, CRF Units |  | STANDARD | ACTIVE | BC-0007
QSOR-0000196 | DISC-MECH | CAT-0022 | SUB-0050 | 270 | IMME duty band — CRAH-100, nominal 100 kW sensible-cooling CRAH | 36286.8919 | Air Conditioning Equipment, Condensers, FCU's, CRF Units |  | STANDARD | ACTIVE | BC-0007
QSOR-0000197 | DISC-MECH | CAT-0022 | SUB-0050 | 271 | IMME duty band — CRAH-200, nominal 200 kW sensible-cooling CRAH | 63501.3778 | Air Conditioning Equipment, Condensers, FCU's, CRF Units |  | STANDARD | ACTIVE | BC-0007
QSOR-0000198 | DISC-MECH | CAT-0022 | SUB-0050 | 272 | IMME duty band — CRAH-400, nominal 400 kW sensible-cooling CRAH | 108858.855 | Air Conditioning Equipment, Condensers, FCU's, CRF Units |  | STANDARD | ACTIVE | BC-0007
QSOR-0000199 | DISC-MECH | CAT-0022 | SUB-0051 | 274 | IMME duty band — CRAH-A10, nominal 10,000 m³/h CRAH airflow class | 19958.9894 | Air Conditioning Equipment, Condensers, FCU's, CRF Units |  | STANDARD | ACTIVE | BC-0007
QSOR-0000200 | DISC-MECH | CAT-0022 | SUB-0051 | 275 | IMME duty band — CRAH-A20, nominal 20,000 m³/h CRAH airflow class | 31752.4 | Air Conditioning Equipment, Condensers, FCU's, CRF Units |  | STANDARD | ACTIVE | BC-0007
QSOR-0000201 | DISC-MECH | CAT-0022 | SUB-0051 | 276 | IMME duty band — CRAH-A40, nominal 40,000 m³/h CRAH airflow class | 54432.036 | Air Conditioning Equipment, Condensers, FCU's, CRF Units |  | STANDARD | ACTIVE | BC-0007
QSOR-0000202 | DISC-MECH | CAT-0022 | SUB-0052 | 278 | IMME component class (EC fan/control assembly) | 5444.2756 | Air Conditioning Equipment, Condensers, FCU's, CRF Units |  | STANDARD | ACTIVE | BC-0007
QSOR-0000203 | DISC-MECH | CAT-0022 | SUB-0052 | 279 | IMME component class (redundant control/interface package) | 9073.1861 | Air Conditioning Equipment, Condensers, FCU's, CRF Units |  | STANDARD | ACTIVE | BC-0007
QSOR-0000204 | DISC-MECH | CAT-0023 | SUB-0053 | 282 | IMME duty band — CRAC-020, nominal 20 kW CRAC cooling duty | 16330.3104 | Air Conditioning Equipment, Condensers, FCU's, CRF Units |  | STANDARD | ACTIVE | BC-0007
QSOR-0000205 | DISC-MECH | CAT-0023 | SUB-0053 | 283 | IMME duty band — CRAC-040, nominal 40 kW CRAC cooling duty | 25402.1992 | Air Conditioning Equipment, Condensers, FCU's, CRF Units |  | STANDARD | ACTIVE | BC-0007
QSOR-0000206 | DISC-MECH | CAT-0023 | SUB-0053 | 284 | IMME duty band — CRAC-080, nominal 80 kW CRAC cooling duty | 40824.4106 | Air Conditioning Equipment, Condensers, FCU's, CRF Units |  | STANDARD | ACTIVE | BC-0007
QSOR-0000207 | DISC-MECH | CAT-0023 | SUB-0053 | 285 | IMME duty band — CRAC-120, nominal 120 kW CRAC cooling duty | 58968.1884 | Air Conditioning Equipment, Condensers, FCU's, CRF Units |  | STANDARD | ACTIVE | BC-0007
QSOR-0000208 | DISC-MECH | CAT-0023 | SUB-0054 | 287 | IMME component class (single-circuit DX CRAC configuration) | 4537.297 | Air Conditioning Equipment, Condensers, FCU's, CRF Units |  | STANDARD | ACTIVE | BC-0007
QSOR-0000209 | DISC-MECH | CAT-0023 | SUB-0054 | 288 | IMME component class (dual-circuit DX CRAC configuration) | 7259.129 | Air Conditioning Equipment, Condensers, FCU's, CRF Units |  | STANDARD | ACTIVE | BC-0007
QSOR-0000210 | DISC-MECH | CAT-0023 | SUB-0055 | 290 | IMME component class (small CRAC condenser/interface package) | 7258.6624 | Air Conditioning Equipment, Condensers, FCU's, CRF Units |  | STANDARD | ACTIVE | BC-0007
QSOR-0000211 | DISC-MECH | CAT-0023 | SUB-0055 | 291 | IMME component class (medium CRAC condenser/interface package) | 13609.1958 | Air Conditioning Equipment, Condensers, FCU's, CRF Units |  | STANDARD | ACTIVE | BC-0007
QSOR-0000212 | DISC-MECH | CAT-0023 | SUB-0055 | 292 | IMME component class (large CRAC condenser/interface package) | 22681.3862 | Air Conditioning Equipment, Condensers, FCU's, CRF Units |  | STANDARD | ACTIVE | BC-0007
QSOR-0000213 | DISC-MECH | CAT-0023 | SUB-0056 | 294 | IMME component class (standard CRAC control/interface package) | 4536.4082 | Air Conditioning Equipment, Condensers, FCU's, CRF Units |  | STANDARD | ACTIVE | BC-0007
QSOR-0000214 | DISC-MECH | CAT-0023 | SUB-0056 | 295 | IMME component class (networked/redundant CRAC control package) | 8164.8065 | Air Conditioning Equipment, Condensers, FCU's, CRF Units |  | STANDARD | ACTIVE | BC-0007
QSOR-0000215 | DISC-MECH | CAT-0024 | SUB-0057 | 298 | IMME component class (standard close-coupled WC package) | 409.7296 | Sanitaryware |  | STANDARD | ACTIVE | BC-0008
QSOR-0000216 | DISC-MECH | CAT-0024 | SUB-0057 | 299 | IMME component class (wall-hung concealed-cistern WC package) | 591.4265 | Sanitaryware |  | STANDARD | ACTIVE | BC-0008
QSOR-0000217 | DISC-MECH | CAT-0024 | SUB-0057 | 300 | IMME component class (accessible WC package) | 1999.5785 | Sanitaryware |  | STANDARD | ACTIVE | BC-0008
QSOR-0000218 | DISC-MECH | CAT-0024 | SUB-0058 | 302 | IMME component class (400mm hand-rinse basin package) | 200.7939 | Sanitaryware |  | STANDARD | ACTIVE | BC-0008
QSOR-0000219 | DISC-MECH | CAT-0024 | SUB-0058 | 303 | IMME component class (550mm washbasin package) | 273.4785 | Sanitaryware |  | STANDARD | ACTIVE | BC-0008
QSOR-0000220 | DISC-MECH | CAT-0024 | SUB-0058 | 304 | IMME component class (600mm commercial basin package) | 318.9063 | Sanitaryware |  | STANDARD | ACTIVE | BC-0008
QSOR-0000221 | DISC-MECH | CAT-0024 | SUB-0059 | 306 | IMME component class (single urinal bowl package) | 409.7538 | Sanitaryware |  | STANDARD | ACTIVE | BC-0008
QSOR-0000222 | DISC-MECH | CAT-0024 | SUB-0059 | 307 | IMME component class (dual urinal package) | 773.1692 | Sanitaryware |  | STANDARD | ACTIVE | BC-0008
QSOR-0000223 | DISC-MECH | CAT-0024 | SUB-0059 | 308 | IMME component class (three-person urinal/trough package) | 1272.8653 | Sanitaryware |  | STANDARD | ACTIVE | BC-0008
QSOR-0000224 | DISC-MECH | CAT-0024 | SUB-0060 | 310 | IMME component class (standard thermostatic shower package) | 591.3825 | Sanitaryware |  | STANDARD | ACTIVE | BC-0008
QSOR-0000225 | DISC-MECH | CAT-0024 | SUB-0060 | 311 | IMME component class (accessible shower package) | 1454.3787 | Sanitaryware |  | STANDARD | ACTIVE | BC-0008
QSOR-0000226 | DISC-MECH | CAT-0024 | SUB-0061 | 313 | IMME component class (single-bowl stainless-steel sink package) | 455.1773 | Sanitaryware |  | STANDARD | ACTIVE | BC-0008
QSOR-0000227 | DISC-MECH | CAT-0024 | SUB-0061 | 314 | IMME component class (double-bowl stainless-steel sink package) | 682.3104 | Sanitaryware |  | STANDARD | ACTIVE | BC-0008
QSOR-0000228 | DISC-MECH | CAT-0024 | SUB-0062 | 316 | IMME component class (complete accessible WC-room sanitary package) | 2726.6949 | Sanitaryware |  | STANDARD | ACTIVE | BC-0008
QSOR-0000229 | DISC-MECH | CAT-0024 | SUB-0063 | 318 | IMME component class (commercial basin tap/mixer) | 164.1065 | Sanitaryware |  | STANDARD | ACTIVE | BC-0008
QSOR-0000230 | DISC-MECH | CAT-0024 | SUB-0063 | 319 | IMME component class (flush-valve/cistern accessory set) | 200.3724 | Sanitaryware |  | STANDARD | ACTIVE | BC-0008
QSOR-0000231 | DISC-MECH | CAT-0024 | SUB-0063 | 320 | IMME component class (commercial shower brassware set) | 363.5698 | Sanitaryware |  | STANDARD | ACTIVE | BC-0008
QSOR-0000232 | DISC-MECH | CAT-0025 | SUB-0064 | 323 | IMME duty band — EPH-050, nominal 0.5 kW panel/convector heater | 136.9804 | Electric Heaters |  | STANDARD | ACTIVE | BC-0009
QSOR-0000233 | DISC-MECH | CAT-0025 | SUB-0064 | 324 | IMME duty band — EPH-100, nominal 1.0 kW panel/convector heater | 168.7301 | Electric Heaters |  | STANDARD | ACTIVE | BC-0009
QSOR-0000234 | DISC-MECH | CAT-0025 | SUB-0064 | 325 | IMME duty band — EPH-150, nominal 1.5 kW panel/convector heater | 191.4085 | Electric Heaters |  | STANDARD | ACTIVE | BC-0009
QSOR-0000235 | DISC-MECH | CAT-0025 | SUB-0064 | 326 | IMME duty band — EPH-200, nominal 2.0 kW panel/convector heater | 218.6227 | Electric Heaters |  | STANDARD | ACTIVE | BC-0009
QSOR-0000236 | DISC-MECH | CAT-0025 | SUB-0064 | 327 | IMME duty band — EPH-300, nominal 3.0 kW panel/convector heater | 291.1935 | Electric Heaters |  | STANDARD | ACTIVE | BC-0009
QSOR-0000237 | DISC-MECH | CAT-0025 | SUB-0065 | 329 | IMME duty band — EFH-020, nominal 2 kW commercial fan heater | 499.8761 | Electric Heaters |  | STANDARD | ACTIVE | BC-0009
QSOR-0000238 | DISC-MECH | CAT-0025 | SUB-0065 | 330 | IMME duty band — EFH-030, nominal 3 kW commercial fan heater | 862.7603 | Electric Heaters |  | STANDARD | ACTIVE | BC-0009
QSOR-0000239 | DISC-MECH | CAT-0025 | SUB-0065 | 331 | IMME duty band — EFH-060, nominal 6 kW commercial fan heater | 1180.2841 | Electric Heaters |  | STANDARD | ACTIVE | BC-0009
QSOR-0000240 | DISC-MECH | CAT-0025 | SUB-0065 | 332 | IMME duty band — EFH-090, nominal 9 kW commercial fan heater | 1497.8078 | Electric Heaters |  | STANDARD | ACTIVE | BC-0009
QSOR-0000241 | DISC-MECH | CAT-0025 | SUB-0066 | 334 | IMME component class (small 60 W tubular/frost-protection heater) | 68.9431 | Electric Heaters |  | STANDARD | ACTIVE | BC-0009
QSOR-0000242 | DISC-MECH | CAT-0025 | SUB-0066 | 335 | IMME component class (medium 120 W tubular/frost-protection heater) | 78.0142 | Electric Heaters |  | STANDARD | ACTIVE | BC-0009
QSOR-0000243 | DISC-MECH | CAT-0025 | SUB-0066 | 336 | IMME component class (large 180–240 W tubular/frost-protection heater) | 96.1564 | Electric Heaters |  | STANDARD | ACTIVE | BC-0009
QSOR-0000244 | DISC-MECH | CAT-0026 | SUB-0067 | 339 | IMME duty band — RWT-2500, nominal 2,500 litre rainwater storage package | 2359.6 | Rainwater Harvesting |  | STANDARD | ACTIVE | BC-0010
QSOR-0000245 | DISC-MECH | CAT-0026 | SUB-0067 | 340 | IMME duty band — RWT-5000, nominal 5,000 litre rainwater storage package | 3811.1016 | Rainwater Harvesting |  | STANDARD | ACTIVE | BC-0010
QSOR-0000246 | DISC-MECH | CAT-0026 | SUB-0067 | 341 | IMME duty band — RWT-10000, nominal 10,000 litre rainwater storage package | 6351.2293 | Rainwater Harvesting |  | STANDARD | ACTIVE | BC-0010
QSOR-0000247 | DISC-MECH | CAT-0026 | SUB-0068 | 343 | IMME duty band — RWP-015, nominal 1.5 L/s rainwater pump-set duty | 1633.8467 | Rainwater Harvesting |  | STANDARD | ACTIVE | BC-0010
QSOR-0000248 | DISC-MECH | CAT-0026 | SUB-0068 | 344 | IMME duty band — RWP-030, nominal 3 L/s rainwater pump-set duty | 2541.0335 | Rainwater Harvesting |  | STANDARD | ACTIVE | BC-0010
QSOR-0000249 | DISC-MECH | CAT-0026 | SUB-0068 | 345 | IMME duty band — RWP-050, nominal 5 L/s rainwater pump-set duty | 3811.0957 | Rainwater Harvesting |  | STANDARD | ACTIVE | BC-0010
QSOR-0000250 | DISC-MECH | CAT-0026 | SUB-0069 | 347 | IMME component class (standard pre-tank filtration package) | 635.9318 | Rainwater Harvesting |  | STANDARD | ACTIVE | BC-0010
QSOR-0000251 | DISC-MECH | CAT-0026 | SUB-0069 | 348 | IMME component class (automatic filtration/treatment package) | 1361.6709 | Rainwater Harvesting |  | STANDARD | ACTIVE | BC-0010
QSOR-0000252 | DISC-MECH | CAT-0026 | SUB-0070 | 350 | IMME component class (single-pump control panel) | 1089.5244 | Rainwater Harvesting |  | STANDARD | ACTIVE | BC-0010
QSOR-0000253 | DISC-MECH | CAT-0026 | SUB-0070 | 351 | IMME component class (duty/standby control panel) | 1996.7029 | Rainwater Harvesting |  | STANDARD | ACTIVE | BC-0010
QSOR-0000254 | DISC-MECH | CAT-0026 | SUB-0071 | 353 | IMME component class (small mains top-up interface) | 454.4898 | Rainwater Harvesting |  | STANDARD | ACTIVE | BC-0010
QSOR-0000255 | DISC-MECH | CAT-0026 | SUB-0071 | 354 | IMME component class (large mains top-up interface) | 817.3534 | Rainwater Harvesting |  | STANDARD | ACTIVE | BC-0010
QSOR-0000256 | DISC-MECH | CAT-0027 | SUB-0072 | 357 | IMME size/duty mark — IMME face class T110 | 192.886 | Other Misc Plant |  | STANDARD | ACTIVE | BC-0011
QSOR-0000257 | DISC-MECH | CAT-0027 | SUB-0072 | 358 | IMME size/duty mark — IMME face class T160 | 210.4426 | Other Misc Plant |  | STANDARD | ACTIVE | BC-0011
QSOR-0000258 | DISC-MECH | CAT-0027 | SUB-0073 | 360 | IMME duty band — HX-01, nominal 112 kW / 2.5 L/s | 3924.5895 | Other Misc Plant |  | STANDARD | ACTIVE | BC-0011
QSOR-0000259 | DISC-MECH | CAT-0027 | SUB-0073 | 361 | IMME duty band — HX-02, nominal 258 kW / 5.72 L/s | 5732.0349 | Other Misc Plant |  | STANDARD | ACTIVE | BC-0011
QSOR-0000260 | DISC-MECH | CAT-0027 | SUB-0073 | 362 | IMME duty band — HX-03, nominal 302 kW / 6.69 L/s | 6127.4238 | Other Misc Plant |  | STANDARD | ACTIVE | BC-0011
QSOR-0000261 | DISC-MECH | CAT-0027 | SUB-0073 | 363 | IMME duty band — HX-04, nominal 345 kW / 7.65 L/s | 6909.8625 | Other Misc Plant |  | STANDARD | ACTIVE | BC-0011
QSOR-0000262 | DISC-MECH | CAT-0027 | SUB-0073 | 364 | IMME duty band — HX-05, nominal 382 kW / 8.5 L/s | 7114.8071 | Other Misc Plant |  | STANDARD | ACTIVE | BC-0011
QSOR-0000263 | DISC-MECH | CAT-0027 | SUB-0073 | 365 | IMME duty band — HX-06, nominal 423 kW / 9.4 L/s | 7607.6587 | Other Misc Plant |  | STANDARD | ACTIVE | BC-0011
QSOR-0000264 | DISC-MECH | CAT-0027 | SUB-0073 | 366 | IMME duty band — HX-07, nominal 476 kW / 10.6 L/s | 8117.4601 | Other Misc Plant |  | STANDARD | ACTIVE | BC-0011
QSOR-0000265 | DISC-MECH | CAT-0027 | SUB-0073 | 367 | IMME duty band — HX-08, nominal 515 kW / 11.45 L/s | 8916.6225 | Other Misc Plant |  | STANDARD | ACTIVE | BC-0011
QSOR-0000266 | DISC-MECH | CAT-0027 | SUB-0073 | 368 | IMME duty band — HX-09, nominal 1,050 kW / 22.8 L/s | 14752.1943 | Other Misc Plant |  | STANDARD | ACTIVE | BC-0011
QSOR-0000267 | DISC-MECH | CAT-0027 | SUB-0073 | 369 | IMME duty band — HX-10, nominal 1,575 kW / 34.2 L/s | 19194.2676 | Other Misc Plant |  | STANDARD | ACTIVE | BC-0011
QSOR-0000268 | DISC-MECH | CAT-0027 | SUB-0073 | 370 | IMME duty band — HX-11, nominal 2,100 kW / 45.6 L/s | 22960.0888 | Other Misc Plant |  | STANDARD | ACTIVE | BC-0011
QSOR-0000269 | DISC-MECH | CAT-0027 | SUB-0073 | 371 | IMME duty band — HX-12, nominal 2,625 kW / 57 L/s | 28634.5248 | Other Misc Plant |  | STANDARD | ACTIVE | BC-0011
QSOR-0000270 | DISC-MECH | CAT-0027 | SUB-0074 | 373 | IMME duty band — CAL-01, nominal 42 kW recovery | 2004.6364 | Other Misc Plant |  | STANDARD | ACTIVE | BC-0011
QSOR-0000271 | DISC-MECH | CAT-0027 | SUB-0074 | 374 | IMME duty band — CAL-02, nominal 92 kW recovery | 2394.9776 | Other Misc Plant |  | STANDARD | ACTIVE | BC-0011
QSOR-0000272 | DISC-MECH | CAT-0027 | SUB-0074 | 375 | IMME duty band — CAL-03, nominal 184 kW recovery | 2794.2166 | Other Misc Plant |  | STANDARD | ACTIVE | BC-0011
QSOR-0000273 | DISC-MECH | CAT-0027 | SUB-0074 | 376 | IMME duty band — CAL-04, nominal 306 kW recovery | 3870.3226 | Other Misc Plant |  | STANDARD | ACTIVE | BC-0011
QSOR-0000274 | DISC-MECH | CAT-0027 | SUB-0074 | 377 | IMME duty band — CAL-05, nominal 612 kW recovery | 6056.8738 | Other Misc Plant |  | STANDARD | ACTIVE | BC-0011
QSOR-0000275 | DISC-MECH | CAT-0027 | SUB-0074 | 378 | IMME duty band — CAL-06, nominal 918 kW recovery | 8336.7433 | Other Misc Plant |  | STANDARD | ACTIVE | BC-0011
QSOR-0000276 | DISC-MECH | CAT-0027 | SUB-0074 | 379 | IMME duty band — CAL-07, nominal 1,530 kW recovery | 13508.8671 | Other Misc Plant |  | STANDARD | ACTIVE | BC-0011
QSOR-0000277 | DISC-MECH | CAT-0027 | SUB-0074 | 380 | IMME duty band — CAL-08, nominal 2,090 kW recovery | 23522.6014 | Other Misc Plant |  | STANDARD | ACTIVE | BC-0011
QSOR-0000278 | DISC-MECH | CAT-0027 | SUB-0075 | 382 | IMME duty band — PH1-16, nominal 1.6 m module length | 241.9077 | Other Misc Plant |  | STANDARD | ACTIVE | BC-0011
QSOR-0000279 | DISC-MECH | CAT-0027 | SUB-0075 | 383 | IMME duty band — PH1-32, nominal 3.2 m module length | 313.2705 | Other Misc Plant |  | STANDARD | ACTIVE | BC-0011
QSOR-0000280 | DISC-MECH | CAT-0027 | SUB-0075 | 384 | IMME duty band — PH1-48, nominal 4.8 m module length | 383.4899 | Other Misc Plant |  | STANDARD | ACTIVE | BC-0011
QSOR-0000281 | DISC-MECH | CAT-0027 | SUB-0075 | 385 | IMME duty band — PH1-64, nominal 6.4 m module length | 485.2671 | Other Misc Plant |  | STANDARD | ACTIVE | BC-0011
QSOR-0000282 | DISC-MECH | CAT-0027 | SUB-0076 | 387 | IMME duty band — PH2-16, nominal 1.6 m module length | 388.8328 | Other Misc Plant |  | STANDARD | ACTIVE | BC-0011
QSOR-0000283 | DISC-MECH | CAT-0027 | SUB-0076 | 388 | IMME duty band — PH2-32, nominal 3.2 m module length | 523.2389 | Other Misc Plant |  | STANDARD | ACTIVE | BC-0011
QSOR-0000284 | DISC-MECH | CAT-0027 | SUB-0076 | 389 | IMME duty band — PH2-48, nominal 4.8 m module length | 659.6349 | Other Misc Plant |  | STANDARD | ACTIVE | BC-0011
QSOR-0000285 | DISC-MECH | CAT-0027 | SUB-0076 | 390 | IMME duty band — PH2-64, nominal 6.4 m module length | 834.9875 | Other Misc Plant |  | STANDARD | ACTIVE | BC-0011
QSOR-0000286 | DISC-MECH | CAT-0027 | SUB-0077 | 392 | IMME size/duty mark — IMME alert module LD-A2, local alarm class | 1047.3805 | Other Misc Plant |  | STANDARD | ACTIVE | BC-0011
QSOR-0000287 | DISC-MECH | CAT-0027 | SUB-0077 | 393 | IMME size/duty mark — IMME alert module LD-A10, multi-zone class | 1872.2091 | Other Misc Plant |  | STANDARD | ACTIVE | BC-0011
QSOR-0000288 | DISC-MECH | CAT-0027 | SUB-0077 | 394 | IMME size/duty mark — IMME sensing run LD-S3.2 | 384.6084 | Other Misc Plant |  | STANDARD | ACTIVE | BC-0011
QSOR-0000289 | DISC-MECH | CAT-0027 | SUB-0077 | 395 | IMME size/duty mark — IMME sensing run LD-S5.4 | 429.7393 | Other Misc Plant |  | STANDARD | ACTIVE | BC-0011
QSOR-0000290 | DISC-MECH | CAT-0027 | SUB-0077 | 396 | IMME size/duty mark — IMME sensing run LD-S8.0 | 538.9242 | Other Misc Plant |  | STANDARD | ACTIVE | BC-0011
QSOR-0000291 | DISC-MECH | CAT-0027 | SUB-0077 | 397 | IMME size/duty mark — IMME sensing run LD-S16 | 857.5715 | Other Misc Plant |  | STANDARD | ACTIVE | BC-0011
QSOR-0000292 | DISC-MECH | CAT-0027 | SUB-0077 | 398 | IMME size/duty mark — IMME sensing run LD-S27 | 1165.1829 | Other Misc Plant |  | STANDARD | ACTIVE | BC-0011
QSOR-0000293 | DISC-MECH | CAT-0027 | SUB-0077 | 399 | IMME size/duty mark — IMME leader run LD-L3.8 | 170.143 | Other Misc Plant |  | STANDARD | ACTIVE | BC-0011
QSOR-0000294 | DISC-MECH | CAT-0027 | SUB-0077 | 400 | IMME size/duty mark — IMME terminal closure LD-END | 49.3901 | Other Misc Plant |  | STANDARD | ACTIVE | BC-0011
QSOR-0000295 | DISC-MECH | CAT-0027 | SUB-0078 | 402 | IMME duty band — EM-052, nominal 52 mm body / 40 m³/h flow class | 2183.1075 | Other Misc Plant |  | STANDARD | ACTIVE | BC-0011
QSOR-0000296 | DISC-MECH | CAT-0027 | SUB-0078 | 403 | IMME duty band — EM-068, nominal 68 mm body / 66 m³/h flow class | 2413.5835 | Other Misc Plant |  | STANDARD | ACTIVE | BC-0011
QSOR-0000297 | DISC-MECH | CAT-0027 | SUB-0078 | 404 | IMME duty band — EM-082, nominal 82 mm body / 110 m³/h flow class | 2705.5332 | Other Misc Plant |  | STANDARD | ACTIVE | BC-0011
QSOR-0000298 | DISC-MECH | CAT-0027 | SUB-0078 | 405 | IMME duty band — EM-132, nominal 132 mm body / 275 m³/h flow class | 3155.0225 | Other Misc Plant |  | STANDARD | ACTIVE | BC-0011
QSOR-0000299 | DISC-MECH | CAT-0027 | SUB-0078 | 406 | IMME duty band — EM-160, nominal 160 mm body / 395 m³/h flow class | 3468.0794 | Other Misc Plant |  | STANDARD | ACTIVE | BC-0011
QSOR-0000300 | DISC-MECH | CAT-0027 | SUB-0078 | 407 | IMME duty band — EM-210, nominal 210 mm body / 660 m³/h flow class | 3910.2006 | Other Misc Plant |  | STANDARD | ACTIVE | BC-0011
QSOR-0000301 | DISC-MECH | CAT-0027 | SUB-0078 | 408 | IMME duty band — EM-260, nominal 260 mm body / 1,100 m³/h flow class | 4590.4367 | Other Misc Plant |  | STANDARD | ACTIVE | BC-0011
QSOR-0000302 | DISC-MECH | CAT-0027 | SUB-0078 | 409 | IMME duty band — EM-315, nominal 315 mm body / 1,650 m³/h flow class | 5380.041 | Other Misc Plant |  | STANDARD | ACTIVE | BC-0011
QSOR-0000303 | DISC-MECH | CAT-0027 | SUB-0078 | 410 | IMME duty band — EM-365, nominal 365 mm body / 2,200 m³/h flow class | 6497.2666 | Other Misc Plant |  | STANDARD | ACTIVE | BC-0011
QSOR-0000304 | DISC-MECH | CAT-0027 | SUB-0078 | 411 | IMME duty band — EM-420, nominal 420 mm body / 2,750 m³/h flow class | 7465.774 | Other Misc Plant |  | STANDARD | ACTIVE | BC-0011
QSOR-0000305 | DISC-MECH | CAT-0027 | SUB-0078 | 412 | IMME duty band — EM-525, nominal 525 mm body / 3,300 m³/h flow class | 8707.7931 | Other Misc Plant |  | STANDARD | ACTIVE | BC-0011
QSOR-0000306 | DISC-MECH | CAT-0027 | SUB-0078 | 413 | IMME duty band — EM-630, nominal 630 mm body / 3,850 m³/h flow class | 9797.8829 | Other Misc Plant |  | STANDARD | ACTIVE | BC-0011
QSOR-0000307 | DISC-MECH | CAT-0028 | SUB-0079 | 416 | IMME duty band — EXP-050, nominal 50 litre expansion vessel class | 545.284 | Other Misc Plant |  | STANDARD | ACTIVE | BC-0011
QSOR-0000308 | DISC-MECH | CAT-0028 | SUB-0079 | 417 | IMME duty band — EXP-100, nominal 100 litre expansion vessel class | 949.0278 | Other Misc Plant |  | STANDARD | ACTIVE | BC-0011
QSOR-0000309 | DISC-MECH | CAT-0028 | SUB-0079 | 418 | IMME duty band — EXP-200, nominal 200 litre expansion vessel class | 1604.0911 | Other Misc Plant |  | STANDARD | ACTIVE | BC-0011
QSOR-0000310 | DISC-MECH | CAT-0028 | SUB-0079 | 419 | IMME duty band — EXP-300, nominal 300 litre expansion vessel class | 1774.6615 | Other Misc Plant |  | STANDARD | ACTIVE | BC-0011
QSOR-0000311 | DISC-MECH | CAT-0028 | SUB-0079 | 420 | IMME duty band — EXP-400, nominal 400 litre expansion vessel class | 1904.4039 | Other Misc Plant |  | STANDARD | ACTIVE | BC-0011
QSOR-0000312 | DISC-MECH | CAT-0028 | SUB-0079 | 421 | IMME duty band — EXP-500, nominal 500 litre expansion vessel class | 2133.0411 | Other Misc Plant |  | STANDARD | ACTIVE | BC-0011
QSOR-0000313 | DISC-MECH | CAT-0028 | SUB-0080 | 423 | IMME duty band — BUF-200, nominal 200 litre buffer vessel class | 1089.5255 | Other Misc Plant |  | STANDARD | ACTIVE | BC-0011
QSOR-0000314 | DISC-MECH | CAT-0028 | SUB-0080 | 424 | IMME duty band — BUF-500, nominal 500 litre buffer vessel class | 1679.1922 | Other Misc Plant |  | STANDARD | ACTIVE | BC-0011
QSOR-0000315 | DISC-MECH | CAT-0028 | SUB-0080 | 425 | IMME duty band — BUF-1000, nominal 1,000 litre buffer vessel class | 2903.8845 | Other Misc Plant |  | STANDARD | ACTIVE | BC-0011
QSOR-0000316 | DISC-MECH | CAT-0028 | SUB-0080 | 426 | IMME duty band — BUF-2000, nominal 2,000 litre buffer vessel class | 5081.1155 | Other Misc Plant |  | STANDARD | ACTIVE | BC-0011
QSOR-0000317 | DISC-MECH | CAT-0028 | SUB-0080 | 427 | IMME duty band — BUF-3000, nominal 3,000 litre buffer vessel class | 7258.3464 | Other Misc Plant |  | STANDARD | ACTIVE | BC-0011
QSOR-0000318 | DISC-MECH | CAT-0029 | SUB-0081 | 430 | IMME size/duty mark — ADS-050, nominal DN50 air/dirt separator | 590.5522 | Other Misc Plant |  | STANDARD | ACTIVE | BC-0011
QSOR-0000319 | DISC-MECH | CAT-0029 | SUB-0081 | 431 | IMME size/duty mark — ADS-065, nominal DN65 air/dirt separator | 771.9806 | Other Misc Plant |  | STANDARD | ACTIVE | BC-0011
QSOR-0000320 | DISC-MECH | CAT-0029 | SUB-0081 | 432 | IMME size/duty mark — ADS-080, nominal DN80 air/dirt separator | 998.7661 | Other Misc Plant |  | STANDARD | ACTIVE | BC-0011
QSOR-0000321 | DISC-MECH | CAT-0029 | SUB-0081 | 433 | IMME size/duty mark — ADS-100, nominal DN100 air/dirt separator | 1452.337 | Other Misc Plant |  | STANDARD | ACTIVE | BC-0011
QSOR-0000322 | DISC-MECH | CAT-0029 | SUB-0081 | 434 | IMME size/duty mark — ADS-150, nominal DN150 air/dirt separator | 2631.6213 | Other Misc Plant |  | STANDARD | ACTIVE | BC-0011
QSOR-0000323 | DISC-MECH | CAT-0030 | SUB-0082 | 437 | IMME component class (6 litre dosing pot) | 409.1886 | Other Misc Plant |  | STANDARD | ACTIVE | BC-0011
QSOR-0000324 | DISC-MECH | CAT-0030 | SUB-0082 | 438 | IMME component class (12 litre dosing pot) | 590.6455 | Other Misc Plant |  | STANDARD | ACTIVE | BC-0011
QSOR-0000325 | DISC-MECH | CAT-0030 | SUB-0082 | 439 | IMME component class (small side-stream filtration package) | 2269.1236 | Other Misc Plant |  | STANDARD | ACTIVE | BC-0011
QSOR-0000326 | DISC-MECH | CAT-0030 | SUB-0082 | 440 | IMME component class (large side-stream filtration package) | 4537.337 | Other Misc Plant |  | STANDARD | ACTIVE | BC-0011
QSOR-0000327 | DISC-MECH | CAT-0030 | SUB-0082 | 441 | IMME component class (single-pump chemical dosing skid) | 2904.2232 | Other Misc Plant |  | STANDARD | ACTIVE | BC-0011
QSOR-0000328 | DISC-MECH | CAT-0030 | SUB-0082 | 442 | IMME component class (duty/standby chemical dosing skid) | 4718.7941 | Other Misc Plant |  | STANDARD | ACTIVE | BC-0011
QSOR-0000329 | DISC-MECH | CAT-0031 | SUB-0083 | 445 | IMME duty band — CMP-075, nominal 7.5 kW air compressor | 5444.286 | Other Misc Plant |  | STANDARD | ACTIVE | BC-0011
QSOR-0000330 | DISC-MECH | CAT-0031 | SUB-0083 | 446 | IMME duty band — CMP-150, nominal 15 kW air compressor | 9073.2032 | Other Misc Plant |  | STANDARD | ACTIVE | BC-0011
QSOR-0000331 | DISC-MECH | CAT-0031 | SUB-0083 | 447 | IMME duty band — CMP-300, nominal 30 kW air compressor | 16331.038 | Other Misc Plant |  | STANDARD | ACTIVE | BC-0011
QSOR-0000332 | DISC-MECH | CAT-0031 | SUB-0083 | 448 | IMME duty band — CMP-550, nominal 55 kW air compressor | 27217.7897 | Other Misc Plant |  | STANDARD | ACTIVE | BC-0011
QSOR-0000333 | DISC-MECH | CAT-0031 | SUB-0084 | 450 | IMME duty band — CAR-500, nominal 500 litre compressed-air receiver | 1361.6713 | Other Misc Plant |  | STANDARD | ACTIVE | BC-0011
QSOR-0000334 | DISC-MECH | CAT-0031 | SUB-0084 | 451 | IMME duty band — CAR-1000, nominal 1,000 litre compressed-air receiver | 2268.8457 | Other Misc Plant |  | STANDARD | ACTIVE | BC-0011
QSOR-0000335 | DISC-MECH | CAT-0031 | SUB-0084 | 452 | IMME duty band — CAR-2000, nominal 2,000 litre compressed-air receiver | 3629.607 | Other Misc Plant |  | STANDARD | ACTIVE | BC-0011
QSOR-0000336 | DISC-MECH | CAT-0031 | SUB-0085 | 454 | IMME duty band — CAD-100, nominal 100 m³/h air-dryer duty | 2722.5196 | Other Misc Plant |  | STANDARD | ACTIVE | BC-0011
QSOR-0000337 | DISC-MECH | CAT-0031 | SUB-0085 | 455 | IMME duty band — CAD-250, nominal 250 m³/h air-dryer duty | 4536.926 | Other Misc Plant |  | STANDARD | ACTIVE | BC-0011
QSOR-0000338 | DISC-MECH | CAT-0031 | SUB-0085 | 456 | IMME duty band — CAD-500, nominal 500 m³/h air-dryer duty | 7258.5355 | Other Misc Plant |  | STANDARD | ACTIVE | BC-0011
QSOR-0000339 | DISC-MECH | CAT-0031 | SUB-0086 | 458 | IMME component class (coalescing filtration package) | 635.9779 | Other Misc Plant |  | STANDARD | ACTIVE | BC-0011
QSOR-0000340 | DISC-MECH | CAT-0031 | SUB-0086 | 459 | IMME component class (activated-carbon filtration package) | 1089.5977 | Other Misc Plant |  | STANDARD | ACTIVE | BC-0011
QSOR-0000341 | DISC-MECH | CAT-0031 | SUB-0087 | 461 | IMME component class (small drop/isolator/accessory set) | 136.9956 | Other Misc Plant |  | STANDARD | ACTIVE | BC-0011
QSOR-0000342 | DISC-MECH | CAT-0031 | SUB-0087 | 462 | IMME component class (large drop/isolator/accessory set) | 454.5284 | Other Misc Plant |  | STANDARD | ACTIVE | BC-0011
QSOR-0000343 | DISC-MECH | CAT-0031 | SUB-0088 | 464 | IMME component class (compressor sequencer/control panel) | 1815.4169 | Other Misc Plant |  | STANDARD | ACTIVE | BC-0011
QSOR-0000344 | DISC-MECH | CAT-0032 | SUB-0089 | 467 | IMME duty band — VAC-050, nominal 5 kW vacuum-pump duty | 5443.9896 | Other Misc Plant |  | STANDARD | ACTIVE | BC-0011
QSOR-0000345 | DISC-MECH | CAT-0032 | SUB-0089 | 468 | IMME duty band — VAC-150, nominal 15 kW vacuum-pump duty | 10887.0691 | Other Misc Plant |  | STANDARD | ACTIVE | BC-0011
QSOR-0000346 | DISC-MECH | CAT-0032 | SUB-0089 | 469 | IMME duty band — VAC-300, nominal 30 kW vacuum-pump duty | 18144.5084 | Other Misc Plant |  | STANDARD | ACTIVE | BC-0011
QSOR-0000347 | DISC-MECH | CAT-0032 | SUB-0090 | 471 | IMME duty band — VAR-500, nominal 500 litre vacuum receiver | 1815.2351 | Other Misc Plant |  | STANDARD | ACTIVE | BC-0011
QSOR-0000348 | DISC-MECH | CAT-0032 | SUB-0090 | 472 | IMME duty band — VAR-1000, nominal 1,000 litre vacuum receiver | 3175.979 | Other Misc Plant |  | STANDARD | ACTIVE | BC-0011
QSOR-0000349 | DISC-MECH | CAT-0032 | SUB-0091 | 474 | IMME component class (standard vacuum filtration/separation package) | 908.0957 | Other Misc Plant |  | STANDARD | ACTIVE | BC-0011
QSOR-0000350 | DISC-MECH | CAT-0032 | SUB-0091 | 475 | IMME component class (high-efficiency vacuum filtration package) | 1815.2814 | Other Misc Plant |  | STANDARD | ACTIVE | BC-0011
QSOR-0000351 | DISC-MECH | CAT-0032 | SUB-0092 | 477 | IMME component class (single-pump vacuum control panel) | 1815.2481 | Other Misc Plant |  | STANDARD | ACTIVE | BC-0011
QSOR-0000352 | DISC-MECH | CAT-0032 | SUB-0092 | 478 | IMME component class (multi-pump vacuum control panel) | 3629.5863 | Other Misc Plant |  | STANDARD | ACTIVE | BC-0011
QSOR-0000353 | DISC-MECH | CAT-0032 | SUB-0093 | 480 | IMME component class (small vacuum outlet/accessory set) | 227.7192 | Other Misc Plant |  | STANDARD | ACTIVE | BC-0011
QSOR-0000354 | DISC-MECH | CAT-0032 | SUB-0093 | 481 | IMME component class (large vacuum outlet/accessory set) | 545.252 | Other Misc Plant |  | STANDARD | ACTIVE | BC-0011
QSOR-0000355 | DISC-MECH | CAT-0033 | SUB-0094 | 484 | IMME component class (2-cylinder gas manifold) | 1815.3702 | Other Misc Plant |  | STANDARD | ACTIVE | BC-0011
QSOR-0000356 | DISC-MECH | CAT-0033 | SUB-0094 | 485 | IMME component class (4-cylinder gas manifold) | 3176.2152 | Other Misc Plant |  | STANDARD | ACTIVE | BC-0011
QSOR-0000357 | DISC-MECH | CAT-0033 | SUB-0094 | 486 | IMME component class (8-cylinder gas manifold) | 5444.2906 | Other Misc Plant |  | STANDARD | ACTIVE | BC-0011
QSOR-0000358 | DISC-MECH | CAT-0033 | SUB-0095 | 488 | IMME component class (small specialist-gas regulator station) | 1361.6249 | Other Misc Plant |  | STANDARD | ACTIVE | BC-0011
QSOR-0000359 | DISC-MECH | CAT-0033 | SUB-0095 | 489 | IMME component class (large specialist-gas regulator station) | 2722.34 | Other Misc Plant |  | STANDARD | ACTIVE | BC-0011
QSOR-0000360 | DISC-MECH | CAT-0033 | SUB-0096 | 491 | IMME component class (small cylinder-bank interface) | 1815.4341 | Other Misc Plant |  | STANDARD | ACTIVE | BC-0011
QSOR-0000361 | DISC-MECH | CAT-0033 | SUB-0096 | 492 | IMME component class (large cylinder-bank interface) | 3629.9586 | Other Misc Plant |  | STANDARD | ACTIVE | BC-0011
QSOR-0000362 | DISC-MECH | CAT-0033 | SUB-0097 | 494 | IMME component class (single gas detection/interface point) | 454.5341 | Other Misc Plant |  | STANDARD | ACTIVE | BC-0011
QSOR-0000363 | DISC-MECH | CAT-0033 | SUB-0097 | 495 | IMME component class (multi-point gas detection panel) | 1361.7826 | Other Misc Plant |  | STANDARD | ACTIVE | BC-0011
QSOR-0000364 | DISC-MECH | CAT-0033 | SUB-0098 | 497 | IMME component class (small gas outlet/accessory set) | 136.9934 | Other Misc Plant |  | STANDARD | ACTIVE | BC-0011
QSOR-0000365 | DISC-MECH | CAT-0033 | SUB-0098 | 498 | IMME component class (large gas outlet/accessory set) | 454.5209 | Other Misc Plant |  | STANDARD | ACTIVE | BC-0011
QSOR-0000366 | DISC-MECH | CAT-0034 | SUB-0099 | 501 | IMME component class (duplex medical-air plant) | 36291.6122 | Other Misc Plant |  | STANDARD | ACTIVE | BC-0011
QSOR-0000367 | DISC-MECH | CAT-0034 | SUB-0099 | 502 | IMME component class (quadruplex medical-air plant) | 63509.6388 | Other Misc Plant |  | STANDARD | ACTIVE | BC-0011
QSOR-0000368 | DISC-MECH | CAT-0034 | SUB-0100 | 504 | IMME component class (duplex medical-vacuum plant) | 31753.587 | Other Misc Plant |  | STANDARD | ACTIVE | BC-0011
QSOR-0000369 | DISC-MECH | CAT-0034 | SUB-0100 | 505 | IMME component class (quadruplex medical-vacuum plant) | 54434.0705 | Other Misc Plant |  | STANDARD | ACTIVE | BC-0011
QSOR-0000370 | DISC-MECH | CAT-0034 | SUB-0101 | 507 | IMME component class (10-cylinder oxygen manifold) | 9072.8693 | Other Misc Plant |  | STANDARD | ACTIVE | BC-0011
QSOR-0000371 | DISC-MECH | CAT-0034 | SUB-0101 | 508 | IMME component class (20-cylinder oxygen manifold) | 18144.8284 | Other Misc Plant |  | STANDARD | ACTIVE | BC-0011
QSOR-0000372 | DISC-MECH | CAT-0034 | SUB-0102 | 510 | IMME component class (3-service AVSU) | 726.5926 | Other Misc Plant |  | STANDARD | ACTIVE | BC-0011
QSOR-0000373 | DISC-MECH | CAT-0034 | SUB-0102 | 511 | IMME component class (5-service AVSU) | 1361.5648 | Other Misc Plant |  | STANDARD | ACTIVE | BC-0011
QSOR-0000374 | DISC-MECH | CAT-0034 | SUB-0103 | 513 | IMME component class (medical-gas terminal unit) | 227.6875 | Other Misc Plant |  | STANDARD | ACTIVE | BC-0011
QSOR-0000375 | DISC-MECH | CAT-0034 | SUB-0104 | 515 | IMME component class (area medical-gas alarm panel) | 1815.335 | Other Misc Plant |  | STANDARD | ACTIVE | BC-0011
QSOR-0000376 | DISC-MECH | CAT-0034 | SUB-0104 | 516 | IMME component class (central medical-gas alarm panel) | 3629.7599 | Other Misc Plant |  | STANDARD | ACTIVE | BC-0011
QSOR-0000377 | DISC-MECH | CAT-0035 | SUB-0105 | 519 | IMME size/duty mark — WAT-032, nominal 32mm incoming water service | 82.5466 | Mechanical Incoming External Services / Mains (Gas & Water) |  | STANDARD | ACTIVE | BC-0012
QSOR-0000378 | DISC-MECH | CAT-0035 | SUB-0105 | 520 | IMME size/duty mark — WAT-050, nominal 50mm incoming water service | 118.8297 | Mechanical Incoming External Services / Mains (Gas & Water) |  | STANDARD | ACTIVE | BC-0012
QSOR-0000379 | DISC-MECH | CAT-0035 | SUB-0105 | 521 | IMME size/duty mark — WAT-063, nominal 63mm incoming water service | 155.1125 | Mechanical Incoming External Services / Mains (Gas & Water) |  | STANDARD | ACTIVE | BC-0012
QSOR-0000380 | DISC-MECH | CAT-0035 | SUB-0105 | 522 | IMME size/duty mark — WAT-090, nominal 90mm incoming water service | 236.7491 | Mechanical Incoming External Services / Mains (Gas & Water) |  | STANDARD | ACTIVE | BC-0012
QSOR-0000381 | DISC-MECH | CAT-0035 | SUB-0105 | 523 | IMME size/duty mark — WAT-110, nominal 110mm incoming water service | 318.3859 | Mechanical Incoming External Services / Mains (Gas & Water) |  | STANDARD | ACTIVE | BC-0012
QSOR-0000382 | DISC-MECH | CAT-0035 | SUB-0106 | 525 | IMME size/duty mark — GAS-032, nominal 32mm incoming gas service | 100.6897 | Mechanical Incoming External Services / Mains (Gas & Water) |  | STANDARD | ACTIVE | BC-0012
QSOR-0000383 | DISC-MECH | CAT-0035 | SUB-0106 | 526 | IMME size/duty mark — GAS-050, nominal 50mm incoming gas service | 146.0441 | Mechanical Incoming External Services / Mains (Gas & Water) |  | STANDARD | ACTIVE | BC-0012
QSOR-0000384 | DISC-MECH | CAT-0035 | SUB-0106 | 527 | IMME size/duty mark — GAS-065, nominal 65mm incoming gas service | 200.4696 | Mechanical Incoming External Services / Mains (Gas & Water) |  | STANDARD | ACTIVE | BC-0012
QSOR-0000385 | DISC-MECH | CAT-0035 | SUB-0106 | 528 | IMME size/duty mark — GAS-080, nominal 80mm incoming gas service | 273.0368 | Mechanical Incoming External Services / Mains (Gas & Water) |  | STANDARD | ACTIVE | BC-0012
QSOR-0000386 | DISC-MECH | CAT-0035 | SUB-0106 | 529 | IMME size/duty mark — GAS-100, nominal 100mm incoming gas service | 381.8876 | Mechanical Incoming External Services / Mains (Gas & Water) |  | STANDARD | ACTIVE | BC-0012
QSOR-0000387 | DISC-MECH | CAT-0035 | SUB-0107 | 531 | IMME component class (DN50 incoming water meter set) | 1089.3573 | Mechanical Incoming External Services / Mains (Gas & Water) |  | STANDARD | ACTIVE | BC-0012
QSOR-0000388 | DISC-MECH | CAT-0035 | SUB-0107 | 532 | IMME component class (DN80 incoming water meter set) | 1996.3972 | Mechanical Incoming External Services / Mains (Gas & Water) |  | STANDARD | ACTIVE | BC-0012
QSOR-0000389 | DISC-MECH | CAT-0035 | SUB-0107 | 533 | IMME component class (DN100 incoming water meter set) | 2903.4366 | Mechanical Incoming External Services / Mains (Gas & Water) |  | STANDARD | ACTIVE | BC-0012
QSOR-0000390 | DISC-MECH | CAT-0035 | SUB-0108 | 535 | IMME component class (small commercial gas-meter interface) | 1633.5875 | Mechanical Incoming External Services / Mains (Gas & Water) |  | STANDARD | ACTIVE | BC-0012
QSOR-0000391 | DISC-MECH | CAT-0035 | SUB-0108 | 536 | IMME component class (medium commercial gas-meter interface) | 3175.5608 | Mechanical Incoming External Services / Mains (Gas & Water) |  | STANDARD | ACTIVE | BC-0012
QSOR-0000392 | DISC-MECH | CAT-0035 | SUB-0108 | 537 | IMME component class (large commercial gas-meter interface) | 5443.1687 | Mechanical Incoming External Services / Mains (Gas & Water) |  | STANDARD | ACTIVE | BC-0012
QSOR-0000393 | DISC-MECH | CAT-0035 | SUB-0109 | 539 | IMME component class (small utility pressure-regulation station) | 2722.0455 | Mechanical Incoming External Services / Mains (Gas & Water) |  | STANDARD | ACTIVE | BC-0012
QSOR-0000394 | DISC-MECH | CAT-0035 | SUB-0109 | 540 | IMME component class (medium utility pressure-regulation station) | 5443.181 | Mechanical Incoming External Services / Mains (Gas & Water) |  | STANDARD | ACTIVE | BC-0012
QSOR-0000395 | DISC-MECH | CAT-0035 | SUB-0109 | 541 | IMME component class (large utility pressure-regulation station) | 9071.3619 | Mechanical Incoming External Services / Mains (Gas & Water) |  | STANDARD | ACTIVE | BC-0012
QSOR-0000396 | DISC-MECH | CAT-0035 | SUB-0110 | 543 | IMME component class (small intake valve/strainer/isolator set) | 545.1092 | Mechanical Incoming External Services / Mains (Gas & Water) |  | STANDARD | ACTIVE | BC-0012
QSOR-0000397 | DISC-MECH | CAT-0035 | SUB-0110 | 544 | IMME component class (large intake valve/strainer/isolator set) | 1361.4087 | Mechanical Incoming External Services / Mains (Gas & Water) |  | STANDARD | ACTIVE | BC-0012
QSOR-0000398 | DISC-MECH | CAT-0036 | SUB-0111 | 547 | IMME component class (standard sprinkler head) | 68.7791 | Incoming Sprinkler Mains & Hydrants |  | STANDARD | ACTIVE | BC-0013
QSOR-0000399 | DISC-MECH | CAT-0036 | SUB-0111 | 548 | IMME component class (recessed/concealed sprinkler head) | 86.8778 | Incoming Sprinkler Mains & Hydrants |  | STANDARD | ACTIVE | BC-0013
QSOR-0000400 | DISC-MECH | CAT-0036 | SUB-0111 | 549 | IMME component class (high-temperature/special-risk sprinkler head) | 109.5017 | Incoming Sprinkler Mains & Hydrants |  | STANDARD | ACTIVE | BC-0013
QSOR-0000401 | DISC-MECH | CAT-0036 | SUB-0112 | 551 | IMME size/duty mark — SPP-025, nominal DN25 sprinkler pipework | 28.0563 | Incoming Sprinkler Mains & Hydrants |  | STANDARD | ACTIVE | BC-0013
QSOR-0000402 | DISC-MECH | CAT-0036 | SUB-0112 | 552 | IMME size/duty mark — SPP-032, nominal DN32 sprinkler pipework | 33.4859 | Incoming Sprinkler Mains & Hydrants |  | STANDARD | ACTIVE | BC-0013
QSOR-0000403 | DISC-MECH | CAT-0036 | SUB-0112 | 553 | IMME size/duty mark — SPP-050, nominal DN50 sprinkler pipework | 44.3454 | Incoming Sprinkler Mains & Hydrants |  | STANDARD | ACTIVE | BC-0013
QSOR-0000404 | DISC-MECH | CAT-0036 | SUB-0112 | 554 | IMME size/duty mark — SPP-080, nominal DN80 sprinkler pipework | 59.7295 | Incoming Sprinkler Mains & Hydrants |  | STANDARD | ACTIVE | BC-0013
QSOR-0000405 | DISC-MECH | CAT-0036 | SUB-0112 | 555 | IMME size/duty mark — SPP-100, nominal DN100 sprinkler pipework | 73.3037 | Incoming Sprinkler Mains & Hydrants |  | STANDARD | ACTIVE | BC-0013
QSOR-0000406 | DISC-MECH | CAT-0036 | SUB-0112 | 556 | IMME size/duty mark — SPP-150, nominal DN150 sprinkler pipework | 100.4522 | Incoming Sprinkler Mains & Hydrants |  | STANDARD | ACTIVE | BC-0013
QSOR-0000407 | DISC-MECH | CAT-0036 | SUB-0113 | 558 | IMME component class (wet alarm valve set) | 1991.905 | Incoming Sprinkler Mains & Hydrants |  | STANDARD | ACTIVE | BC-0013
QSOR-0000408 | DISC-MECH | CAT-0036 | SUB-0113 | 559 | IMME component class (dry alarm valve set) | 3168.4039 | Incoming Sprinkler Mains & Hydrants |  | STANDARD | ACTIVE | BC-0013
QSOR-0000409 | DISC-MECH | CAT-0036 | SUB-0113 | 560 | IMME component class (pre-action valve set) | 4525.902 | Incoming Sprinkler Mains & Hydrants |  | STANDARD | ACTIVE | BC-0013
QSOR-0000410 | DISC-MECH | CAT-0036 | SUB-0114 | 562 | IMME component class (internal landing-valve/hydrant point) | 1358.4621 | Incoming Sprinkler Mains & Hydrants |  | STANDARD | ACTIVE | BC-0013
QSOR-0000411 | DISC-MECH | CAT-0036 | SUB-0114 | 563 | IMME component class (external pillar hydrant point) | 2535.0091 | Incoming Sprinkler Mains & Hydrants |  | STANDARD | ACTIVE | BC-0013
QSOR-0000412 | DISC-MECH | CAT-0036 | SUB-0115 | 565 | IMME component class (standard fire-hose reel assembly) | 770.1352 | Incoming Sprinkler Mains & Hydrants |  | STANDARD | ACTIVE | BC-0013
QSOR-0000413 | DISC-MECH | CAT-0036 | SUB-0116 | 567 | IMME duty band — FPM-030, nominal 30 L/s at nominal 6 bar duty | 18099.7973 | Incoming Sprinkler Mains & Hydrants |  | STANDARD | ACTIVE | BC-0013
QSOR-0000414 | DISC-MECH | CAT-0036 | SUB-0116 | 568 | IMME duty band — FPM-060, nominal 60 L/s at nominal 6 bar duty | 31673.9648 | Incoming Sprinkler Mains & Hydrants |  | STANDARD | ACTIVE | BC-0013
QSOR-0000415 | DISC-MECH | CAT-0036 | SUB-0116 | 569 | IMME duty band — FPM-100, nominal 100 L/s at nominal 6 bar duty | 49772.8543 | Incoming Sprinkler Mains & Hydrants |  | STANDARD | ACTIVE | BC-0013
QSOR-0000416 | DISC-MECH | CAT-0036 | SUB-0117 | 571 | IMME component class (zone monitor/flow-switch interface) | 453.4076 | Incoming Sprinkler Mains & Hydrants |  | STANDARD | ACTIVE | BC-0013
QSOR-0000417 | DISC-MECH | CAT-0036 | SUB-0117 | 572 | IMME component class (sprinkler monitoring/control panel) | 1810.9069 | Incoming Sprinkler Mains & Hydrants |  | STANDARD | ACTIVE | BC-0013
QSOR-0000418 | DISC-MECH | CAT-0037 | SUB-0118 | 575 | IMME size/duty mark — 20mm | 25.3855 | General Mechanical |  | STANDARD | ACTIVE | BC-0014
QSOR-0000419 | DISC-MECH | CAT-0037 | SUB-0118 | 576 | IMME size/duty mark — 25mm | 28.1101 | General Mechanical |  | STANDARD | ACTIVE | BC-0014
QSOR-0000420 | DISC-MECH | CAT-0037 | SUB-0118 | 577 | IMME size/duty mark — 32mm | 32.1632 | General Mechanical |  | STANDARD | ACTIVE | BC-0014
QSOR-0000421 | DISC-MECH | CAT-0037 | SUB-0118 | 578 | IMME size/duty mark — 40mm | 33.8083 | General Mechanical |  | STANDARD | ACTIVE | BC-0014
QSOR-0000422 | DISC-MECH | CAT-0037 | SUB-0118 | 579 | IMME size/duty mark — 50mm | 39.1306 | General Mechanical |  | STANDARD | ACTIVE | BC-0014
QSOR-0000423 | DISC-MECH | CAT-0037 | SUB-0118 | 580 | IMME size/duty mark — 56mm | 37.4791 | General Mechanical |  | STANDARD | ACTIVE | BC-0014
QSOR-0000424 | DISC-MECH | CAT-0037 | SUB-0118 | 581 | IMME size/duty mark — 63mm | 40.0773 | General Mechanical |  | STANDARD | ACTIVE | BC-0014
QSOR-0000425 | DISC-MECH | CAT-0037 | SUB-0118 | 582 | IMME size/duty mark — 75mm | 48.884 | General Mechanical |  | STANDARD | ACTIVE | BC-0014
QSOR-0000426 | DISC-MECH | CAT-0037 | SUB-0118 | 583 | IMME size/duty mark — 90mm | 55.1231 | General Mechanical |  | STANDARD | ACTIVE | BC-0014
QSOR-0000427 | DISC-MECH | CAT-0037 | SUB-0118 | 584 | IMME size/duty mark — 110mm | 62.4122 | General Mechanical |  | STANDARD | ACTIVE | BC-0014
QSOR-0000428 | DISC-MECH | CAT-0037 | SUB-0118 | 585 | IMME size/duty mark — 125mm | 79.6928 | General Mechanical |  | STANDARD | ACTIVE | BC-0014
QSOR-0000429 | DISC-MECH | CAT-0037 | SUB-0118 | 586 | IMME size/duty mark — 160mm | 98.4949 | General Mechanical |  | STANDARD | ACTIVE | BC-0014
QSOR-0000430 | DISC-MECH | CAT-0037 | SUB-0118 | 587 | IMME size/duty mark — 180mm | 115.4151 | General Mechanical |  | STANDARD | ACTIVE | BC-0014
QSOR-0000431 | DISC-MECH | CAT-0037 | SUB-0118 | 588 | IMME size/duty mark — 200mm | 136.9251 | General Mechanical |  | STANDARD | ACTIVE | BC-0014
QSOR-0000432 | DISC-MECH | CAT-0037 | SUB-0118 | 589 | IMME size/duty mark — 225mm | 166.137 | General Mechanical |  | STANDARD | ACTIVE | BC-0014
QSOR-0000433 | DISC-MECH | CAT-0037 | SUB-0118 | 590 | IMME size/duty mark — 250mm | 188.621 | General Mechanical |  | STANDARD | ACTIVE | BC-0014
QSOR-0000434 | DISC-MECH | CAT-0037 | SUB-0118 | 591 | IMME size/duty mark — 315mm | 242.4947 | General Mechanical |  | STANDARD | ACTIVE | BC-0014
QSOR-0000435 | DISC-MECH | CAT-0037 | SUB-0119 | 593 | IMME size/duty mark — 20mm | 33.5166 | General Mechanical |  | STANDARD | ACTIVE | BC-0014
QSOR-0000436 | DISC-MECH | CAT-0037 | SUB-0119 | 594 | IMME size/duty mark — 25mm | 35.4802 | General Mechanical |  | STANDARD | ACTIVE | BC-0014
QSOR-0000437 | DISC-MECH | CAT-0037 | SUB-0119 | 595 | IMME size/duty mark — 32mm | 37.6924 | General Mechanical |  | STANDARD | ACTIVE | BC-0014
QSOR-0000438 | DISC-MECH | CAT-0037 | SUB-0119 | 596 | IMME size/duty mark — 40mm | 37.995 | General Mechanical |  | STANDARD | ACTIVE | BC-0014
QSOR-0000439 | DISC-MECH | CAT-0037 | SUB-0119 | 597 | IMME size/duty mark — 50mm | 38.721 | General Mechanical |  | STANDARD | ACTIVE | BC-0014
QSOR-0000440 | DISC-MECH | CAT-0037 | SUB-0119 | 598 | IMME size/duty mark — 56mm | 42.2407 | General Mechanical |  | STANDARD | ACTIVE | BC-0014
QSOR-0000441 | DISC-MECH | CAT-0037 | SUB-0119 | 599 | IMME size/duty mark — 63mm | 46.4678 | General Mechanical |  | STANDARD | ACTIVE | BC-0014
QSOR-0000442 | DISC-MECH | CAT-0037 | SUB-0119 | 600 | IMME size/duty mark — 90mm | 59.28 | General Mechanical |  | STANDARD | ACTIVE | BC-0014
QSOR-0000443 | DISC-MECH | CAT-0037 | SUB-0119 | 601 | IMME size/duty mark — 110mm | 64.1045 | General Mechanical |  | STANDARD | ACTIVE | BC-0014
QSOR-0000444 | DISC-MECH | CAT-0037 | SUB-0119 | 602 | IMME size/duty mark — 125mm | 67.6686 | General Mechanical |  | STANDARD | ACTIVE | BC-0014
QSOR-0000445 | DISC-MECH | CAT-0037 | SUB-0119 | 603 | IMME size/duty mark — 160mm | 109.1103 | General Mechanical |  | STANDARD | ACTIVE | BC-0014
QSOR-0000446 | DISC-MECH | CAT-0037 | SUB-0119 | 604 | IMME size/duty mark — 180mm | 165.2718 | General Mechanical |  | STANDARD | ACTIVE | BC-0014
QSOR-0000447 | DISC-MECH | CAT-0037 | SUB-0119 | 605 | IMME size/duty mark — 200mm | 267.1126 | General Mechanical |  | STANDARD | ACTIVE | BC-0014
QSOR-0000448 | DISC-MECH | CAT-0037 | SUB-0119 | 606 | IMME size/duty mark — 225mm | 279.3141 | General Mechanical |  | STANDARD | ACTIVE | BC-0014
QSOR-0000449 | DISC-MECH | CAT-0037 | SUB-0119 | 607 | IMME size/duty mark — 250mm | 427.5725 | General Mechanical |  | STANDARD | ACTIVE | BC-0014
QSOR-0000450 | DISC-MECH | CAT-0037 | SUB-0119 | 608 | IMME size/duty mark — 315mm | 519.5169 | General Mechanical |  | STANDARD | ACTIVE | BC-0014
QSOR-0000451 | DISC-MECH | CAT-0037 | SUB-0120 | 610 | IMME size/duty mark — 25mm | 17.759 | General Mechanical |  | STANDARD | ACTIVE | BC-0014
QSOR-0000452 | DISC-MECH | CAT-0037 | SUB-0120 | 611 | IMME size/duty mark — 32mm | 18.9107 | General Mechanical |  | STANDARD | ACTIVE | BC-0014
QSOR-0000453 | DISC-MECH | CAT-0037 | SUB-0120 | 612 | IMME size/duty mark — 40mm | 19.6476 | General Mechanical |  | STANDARD | ACTIVE | BC-0014
QSOR-0000454 | DISC-MECH | CAT-0037 | SUB-0120 | 613 | IMME size/duty mark — 50mm | 20.3712 | General Mechanical |  | STANDARD | ACTIVE | BC-0014
QSOR-0000455 | DISC-MECH | CAT-0037 | SUB-0120 | 614 | IMME size/duty mark — 56mm | 21.2677 | General Mechanical |  | STANDARD | ACTIVE | BC-0014
QSOR-0000456 | DISC-MECH | CAT-0037 | SUB-0120 | 615 | IMME size/duty mark — 63mm | 23.2443 | General Mechanical |  | STANDARD | ACTIVE | BC-0014
QSOR-0000457 | DISC-MECH | CAT-0037 | SUB-0120 | 616 | IMME size/duty mark — 75mm | 25.1444 | General Mechanical |  | STANDARD | ACTIVE | BC-0014
QSOR-0000458 | DISC-MECH | CAT-0037 | SUB-0120 | 617 | IMME size/duty mark — 90mm | 32.0578 | General Mechanical |  | STANDARD | ACTIVE | BC-0014
QSOR-0000459 | DISC-MECH | CAT-0037 | SUB-0120 | 618 | IMME size/duty mark — 110mm | 40.9294 | General Mechanical |  | STANDARD | ACTIVE | BC-0014
QSOR-0000460 | DISC-MECH | CAT-0037 | SUB-0120 | 619 | IMME size/duty mark — 125mm | 44.1999 | General Mechanical |  | STANDARD | ACTIVE | BC-0014
QSOR-0000461 | DISC-MECH | CAT-0037 | SUB-0120 | 620 | IMME size/duty mark — 160mm | 61.4894 | General Mechanical |  | STANDARD | ACTIVE | BC-0014
QSOR-0000462 | DISC-MECH | CAT-0037 | SUB-0120 | 621 | IMME size/duty mark — 180mm | 71.8516 | General Mechanical |  | STANDARD | ACTIVE | BC-0014
QSOR-0000463 | DISC-MECH | CAT-0037 | SUB-0120 | 622 | IMME size/duty mark — 200mm | 86.4422 | General Mechanical |  | STANDARD | ACTIVE | BC-0014
QSOR-0000464 | DISC-MECH | CAT-0037 | SUB-0120 | 623 | IMME size/duty mark — 225mm | 87.1931 | General Mechanical |  | STANDARD | ACTIVE | BC-0014
QSOR-0000465 | DISC-MECH | CAT-0037 | SUB-0120 | 624 | IMME size/duty mark — 250mm | 109.265 | General Mechanical |  | STANDARD | ACTIVE | BC-0014
QSOR-0000466 | DISC-MECH | CAT-0037 | SUB-0120 | 625 | IMME size/duty mark — 315mm | 132.3038 | General Mechanical |  | STANDARD | ACTIVE | BC-0014
QSOR-0000467 | DISC-MECH | CAT-0037 | SUB-0121 | 627 | IMME size/duty mark — 56mm | 37.6993 | General Mechanical |  | STANDARD | ACTIVE | BC-0014
QSOR-0000468 | DISC-MECH | CAT-0037 | SUB-0121 | 628 | IMME size/duty mark — 75mm | 44.1933 | General Mechanical |  | STANDARD | ACTIVE | BC-0014
QSOR-0000469 | DISC-MECH | CAT-0037 | SUB-0121 | 629 | IMME size/duty mark — 63 × 32mm | 52.5463 | General Mechanical |  | STANDARD | ACTIVE | BC-0014
QSOR-0000470 | DISC-MECH | CAT-0037 | SUB-0121 | 630 | IMME size/duty mark — 63 × 50mm | 55.5419 | General Mechanical |  | STANDARD | ACTIVE | BC-0014
QSOR-0000471 | DISC-MECH | CAT-0037 | SUB-0121 | 631 | IMME size/duty mark — 90 × 63mm | 60.4182 | General Mechanical |  | STANDARD | ACTIVE | BC-0014
QSOR-0000472 | DISC-MECH | CAT-0037 | SUB-0121 | 632 | IMME size/duty mark — 110 × 90mm | 65.8974 | General Mechanical |  | STANDARD | ACTIVE | BC-0014
QSOR-0000473 | DISC-MECH | CAT-0037 | SUB-0121 | 633 | IMME size/duty mark — 125 × 90mm | 72.1864 | General Mechanical |  | STANDARD | ACTIVE | BC-0014
QSOR-0000474 | DISC-MECH | CAT-0037 | SUB-0121 | 634 | IMME size/duty mark — 125 × 110mm | 79.3027 | General Mechanical |  | STANDARD | ACTIVE | BC-0014
QSOR-0000475 | DISC-MECH | CAT-0037 | SUB-0121 | 635 | IMME size/duty mark — 160 × 110mm | 126.976 | General Mechanical |  | STANDARD | ACTIVE | BC-0014
QSOR-0000476 | DISC-MECH | CAT-0037 | SUB-0121 | 636 | IMME size/duty mark — 180 × 125mm | 138.8611 | General Mechanical |  | STANDARD | ACTIVE | BC-0014
QSOR-0000477 | DISC-MECH | CAT-0037 | SUB-0121 | 637 | IMME size/duty mark — 225 × 160mm | 137.8875 | General Mechanical |  | STANDARD | ACTIVE | BC-0014
QSOR-0000478 | DISC-MECH | CAT-0037 | SUB-0121 | 638 | IMME size/duty mark — 250 × 180mm | 208.7935 | General Mechanical |  | STANDARD | ACTIVE | BC-0014
QSOR-0000479 | DISC-MECH | CAT-0037 | SUB-0121 | 639 | IMME size/duty mark — 315 × 250mm | 253.0701 | General Mechanical |  | STANDARD | ACTIVE | BC-0014
QSOR-0000480 | DISC-MECH | CAT-0037 | SUB-0122 | 641 | IMME size/duty mark — 40mm | 22.1517 | General Mechanical |  | STANDARD | ACTIVE | BC-0014
QSOR-0000481 | DISC-MECH | CAT-0037 | SUB-0122 | 642 | IMME size/duty mark — 50mm | 23.5867 | General Mechanical |  | STANDARD | ACTIVE | BC-0014
QSOR-0000482 | DISC-MECH | CAT-0037 | SUB-0122 | 643 | IMME size/duty mark — 56mm | 25.0133 | General Mechanical |  | STANDARD | ACTIVE | BC-0014
QSOR-0000483 | DISC-MECH | CAT-0037 | SUB-0122 | 644 | IMME size/duty mark — 63mm | 26.2834 | General Mechanical |  | STANDARD | ACTIVE | BC-0014
QSOR-0000484 | DISC-MECH | CAT-0037 | SUB-0122 | 645 | IMME size/duty mark — 75mm | 27.6378 | General Mechanical |  | STANDARD | ACTIVE | BC-0014
QSOR-0000485 | DISC-MECH | CAT-0037 | SUB-0122 | 646 | IMME size/duty mark — 90mm | 47.8274 | General Mechanical |  | STANDARD | ACTIVE | BC-0014
QSOR-0000486 | DISC-MECH | CAT-0037 | SUB-0122 | 647 | IMME size/duty mark — 110mm | 53.3138 | General Mechanical |  | STANDARD | ACTIVE | BC-0014
QSOR-0000487 | DISC-MECH | CAT-0037 | SUB-0122 | 648 | IMME size/duty mark — 125mm | 64.963 | General Mechanical |  | STANDARD | ACTIVE | BC-0014
QSOR-0000488 | DISC-MECH | CAT-0037 | SUB-0122 | 649 | IMME size/duty mark — 160mm | 116.8478 | General Mechanical |  | STANDARD | ACTIVE | BC-0014
QSOR-0000489 | DISC-MECH | CAT-0037 | SUB-0122 | 650 | IMME size/duty mark — 180mm | 145.4265 | General Mechanical |  | STANDARD | ACTIVE | BC-0014
QSOR-0000490 | DISC-MECH | CAT-0037 | SUB-0122 | 651 | IMME size/duty mark — 200mm | 207.4209 | General Mechanical |  | STANDARD | ACTIVE | BC-0014
QSOR-0000491 | DISC-MECH | CAT-0037 | SUB-0122 | 652 | IMME size/duty mark — 225mm | 236.3442 | General Mechanical |  | STANDARD | ACTIVE | BC-0014
QSOR-0000492 | DISC-MECH | CAT-0037 | SUB-0122 | 653 | IMME size/duty mark — 250mm | 304.5394 | General Mechanical |  | STANDARD | ACTIVE | BC-0014
QSOR-0000493 | DISC-MECH | CAT-0037 | SUB-0122 | 654 | IMME size/duty mark — 315mm | 396.2227 | General Mechanical |  | STANDARD | ACTIVE | BC-0014
QSOR-0000494 | DISC-MECH | CAT-0037 | SUB-0123 | 656 | IMME size/duty mark — 40mm | 29.0473 | General Mechanical |  | STANDARD | ACTIVE | BC-0014
QSOR-0000495 | DISC-MECH | CAT-0037 | SUB-0123 | 657 | IMME size/duty mark — 50mm | 33.1562 | General Mechanical |  | STANDARD | ACTIVE | BC-0014
QSOR-0000496 | DISC-MECH | CAT-0037 | SUB-0123 | 658 | IMME size/duty mark — 56mm | 33.7529 | General Mechanical |  | STANDARD | ACTIVE | BC-0014
QSOR-0000497 | DISC-MECH | CAT-0037 | SUB-0123 | 659 | IMME size/duty mark — 63mm | 35.5963 | General Mechanical |  | STANDARD | ACTIVE | BC-0014
QSOR-0000498 | DISC-MECH | CAT-0037 | SUB-0123 | 660 | IMME size/duty mark — 75mm | 39.2868 | General Mechanical |  | STANDARD | ACTIVE | BC-0014
QSOR-0000499 | DISC-MECH | CAT-0037 | SUB-0123 | 661 | IMME size/duty mark — 90mm | 53.5013 | General Mechanical |  | STANDARD | ACTIVE | BC-0014
QSOR-0000500 | DISC-MECH | CAT-0037 | SUB-0123 | 662 | IMME size/duty mark — 110mm | 60.7089 | General Mechanical |  | STANDARD | ACTIVE | BC-0014
QSOR-0000501 | DISC-MECH | CAT-0037 | SUB-0123 | 663 | IMME size/duty mark — 125mm | 73.7949 | General Mechanical |  | STANDARD | ACTIVE | BC-0014
QSOR-0000502 | DISC-MECH | CAT-0037 | SUB-0123 | 664 | IMME size/duty mark — 160mm | 153.818 | General Mechanical |  | STANDARD | ACTIVE | BC-0014
QSOR-0000503 | DISC-MECH | CAT-0037 | SUB-0123 | 665 | IMME size/duty mark — 180mm | 169.8712 | General Mechanical |  | STANDARD | ACTIVE | BC-0014
QSOR-0000504 | DISC-MECH | CAT-0037 | SUB-0123 | 666 | IMME size/duty mark — 200mm | 275.0664 | General Mechanical |  | STANDARD | ACTIVE | BC-0014
QSOR-0000505 | DISC-MECH | CAT-0037 | SUB-0123 | 667 | IMME size/duty mark — 250mm | 368.6485 | General Mechanical |  | STANDARD | ACTIVE | BC-0014
QSOR-0000506 | DISC-MECH | CAT-0037 | SUB-0123 | 668 | IMME size/duty mark — 315mm | 499.822 | General Mechanical |  | STANDARD | ACTIVE | BC-0014
QSOR-0000507 | DISC-MECH | CAT-0037 | SUB-0124 | 670 | IMME size/duty mark — 50mm | 35.1941 | General Mechanical |  | STANDARD | ACTIVE | BC-0014
QSOR-0000508 | DISC-MECH | CAT-0037 | SUB-0124 | 671 | IMME size/duty mark — 56mm | 36.1802 | General Mechanical |  | STANDARD | ACTIVE | BC-0014
QSOR-0000509 | DISC-MECH | CAT-0037 | SUB-0124 | 672 | IMME size/duty mark — 63mm | 38.1359 | General Mechanical |  | STANDARD | ACTIVE | BC-0014
QSOR-0000510 | DISC-MECH | CAT-0037 | SUB-0124 | 673 | IMME size/duty mark — 75mm | 41.4474 | General Mechanical |  | STANDARD | ACTIVE | BC-0014
QSOR-0000511 | DISC-MECH | CAT-0037 | SUB-0124 | 674 | IMME size/duty mark — 90mm | 57.7972 | General Mechanical |  | STANDARD | ACTIVE | BC-0014
QSOR-0000512 | DISC-MECH | CAT-0037 | SUB-0124 | 675 | IMME size/duty mark — 110mm | 64.9711 | General Mechanical |  | STANDARD | ACTIVE | BC-0014
QSOR-0000513 | DISC-MECH | CAT-0037 | SUB-0124 | 676 | IMME size/duty mark — 125mm | 79.2613 | General Mechanical |  | STANDARD | ACTIVE | BC-0014
QSOR-0000514 | DISC-MECH | CAT-0037 | SUB-0124 | 677 | IMME size/duty mark — 160mm | 162.8565 | General Mechanical |  | STANDARD | ACTIVE | BC-0014
QSOR-0000515 | DISC-MECH | CAT-0037 | SUB-0124 | 678 | IMME size/duty mark — 200mm | 292.6493 | General Mechanical |  | STANDARD | ACTIVE | BC-0014
QSOR-0000516 | DISC-MECH | CAT-0037 | SUB-0124 | 679 | IMME size/duty mark — 250mm | 391.4523 | General Mechanical |  | STANDARD | ACTIVE | BC-0014
QSOR-0000517 | DISC-MECH | CAT-0037 | SUB-0124 | 680 | IMME size/duty mark — 315mm | 529.2408 | General Mechanical |  | STANDARD | ACTIVE | BC-0014
QSOR-0000518 | DISC-MECH | CAT-0038 | SUB-0125 | 683 | IMME size/duty mark — 20mm | 22.4749 | General Mechanical |  | STANDARD | ACTIVE | BC-0014
QSOR-0000519 | DISC-MECH | CAT-0038 | SUB-0125 | 684 | IMME size/duty mark — 25mm | 24.8478 | General Mechanical |  | STANDARD | ACTIVE | BC-0014
QSOR-0000520 | DISC-MECH | CAT-0038 | SUB-0125 | 685 | IMME size/duty mark — 32mm | 27.231 | General Mechanical |  | STANDARD | ACTIVE | BC-0014
QSOR-0000521 | DISC-MECH | CAT-0038 | SUB-0125 | 686 | IMME size/duty mark — 40mm | 27.8755 | General Mechanical |  | STANDARD | ACTIVE | BC-0014
QSOR-0000522 | DISC-MECH | CAT-0038 | SUB-0125 | 687 | IMME size/duty mark — 50mm | 30.6663 | General Mechanical |  | STANDARD | ACTIVE | BC-0014
QSOR-0000523 | DISC-MECH | CAT-0038 | SUB-0125 | 688 | IMME size/duty mark — 56mm | 34.8215 | General Mechanical |  | STANDARD | ACTIVE | BC-0014
QSOR-0000524 | DISC-MECH | CAT-0038 | SUB-0125 | 689 | IMME size/duty mark — 63mm | 37.1662 | General Mechanical |  | STANDARD | ACTIVE | BC-0014
QSOR-0000525 | DISC-MECH | CAT-0038 | SUB-0125 | 690 | IMME size/duty mark — 75mm | 45.83 | General Mechanical |  | STANDARD | ACTIVE | BC-0014
QSOR-0000526 | DISC-MECH | CAT-0038 | SUB-0125 | 691 | IMME size/duty mark — 90mm | 48.1711 | General Mechanical |  | STANDARD | ACTIVE | BC-0014
QSOR-0000527 | DISC-MECH | CAT-0038 | SUB-0125 | 692 | IMME size/duty mark — 110mm | 52.9715 | General Mechanical |  | STANDARD | ACTIVE | BC-0014
QSOR-0000528 | DISC-MECH | CAT-0038 | SUB-0125 | 693 | IMME size/duty mark — 125mm | 75.0307 | General Mechanical |  | STANDARD | ACTIVE | BC-0014
QSOR-0000529 | DISC-MECH | CAT-0038 | SUB-0125 | 694 | IMME size/duty mark — 160mm | 80.2559 | General Mechanical |  | STANDARD | ACTIVE | BC-0014
QSOR-0000530 | DISC-MECH | CAT-0038 | SUB-0125 | 695 | IMME size/duty mark — 180mm | 101.6519 | General Mechanical |  | STANDARD | ACTIVE | BC-0014
QSOR-0000531 | DISC-MECH | CAT-0038 | SUB-0125 | 696 | IMME size/duty mark — 200mm | 128.8116 | General Mechanical |  | STANDARD | ACTIVE | BC-0014
QSOR-0000532 | DISC-MECH | CAT-0038 | SUB-0125 | 697 | IMME size/duty mark — 225mm | 146.1655 | General Mechanical |  | STANDARD | ACTIVE | BC-0014
QSOR-0000533 | DISC-MECH | CAT-0038 | SUB-0125 | 698 | IMME size/duty mark — 250mm | 177.43 | General Mechanical |  | STANDARD | ACTIVE | BC-0014
QSOR-0000534 | DISC-MECH | CAT-0038 | SUB-0125 | 699 | IMME size/duty mark — 315mm | 228.4664 | General Mechanical |  | STANDARD | ACTIVE | BC-0014
QSOR-0000535 | DISC-MECH | CAT-0038 | SUB-0126 | 701 | IMME size/duty mark — 20mm | 29.4363 | General Mechanical |  | STANDARD | ACTIVE | BC-0014
QSOR-0000536 | DISC-MECH | CAT-0038 | SUB-0126 | 702 | IMME size/duty mark — 25mm | 31.4219 | General Mechanical |  | STANDARD | ACTIVE | BC-0014
QSOR-0000537 | DISC-MECH | CAT-0038 | SUB-0126 | 703 | IMME size/duty mark — 32mm | 33.2507 | General Mechanical |  | STANDARD | ACTIVE | BC-0014
QSOR-0000538 | DISC-MECH | CAT-0038 | SUB-0126 | 704 | IMME size/duty mark — 40mm | 34.4881 | General Mechanical |  | STANDARD | ACTIVE | BC-0014
QSOR-0000539 | DISC-MECH | CAT-0038 | SUB-0126 | 705 | IMME size/duty mark — 50mm | 36.1279 | General Mechanical |  | STANDARD | ACTIVE | BC-0014
QSOR-0000540 | DISC-MECH | CAT-0038 | SUB-0126 | 706 | IMME size/duty mark — 56mm | 39.2597 | General Mechanical |  | STANDARD | ACTIVE | BC-0014
QSOR-0000541 | DISC-MECH | CAT-0038 | SUB-0126 | 707 | IMME size/duty mark — 63mm | 43.0634 | General Mechanical |  | STANDARD | ACTIVE | BC-0014
QSOR-0000542 | DISC-MECH | CAT-0038 | SUB-0126 | 708 | IMME size/duty mark — 90mm | 43.9964 | General Mechanical |  | STANDARD | ACTIVE | BC-0014
QSOR-0000543 | DISC-MECH | CAT-0038 | SUB-0126 | 709 | IMME size/duty mark — 110mm | 43.9433 | General Mechanical |  | STANDARD | ACTIVE | BC-0014
QSOR-0000544 | DISC-MECH | CAT-0038 | SUB-0126 | 710 | IMME size/duty mark — 125mm | 72.2969 | General Mechanical |  | STANDARD | ACTIVE | BC-0014
QSOR-0000545 | DISC-MECH | CAT-0038 | SUB-0126 | 711 | IMME size/duty mark — 160mm | 65.3307 | General Mechanical |  | STANDARD | ACTIVE | BC-0014
QSOR-0000546 | DISC-MECH | CAT-0038 | SUB-0126 | 712 | IMME size/duty mark — 180mm | 145.3533 | General Mechanical |  | STANDARD | ACTIVE | BC-0014
QSOR-0000547 | DISC-MECH | CAT-0038 | SUB-0126 | 713 | IMME size/duty mark — 200mm | 253.8776 | General Mechanical |  | STANDARD | ACTIVE | BC-0014
QSOR-0000548 | DISC-MECH | CAT-0038 | SUB-0126 | 714 | IMME size/duty mark — 225mm | 245.916 | General Mechanical |  | STANDARD | ACTIVE | BC-0014
QSOR-0000549 | DISC-MECH | CAT-0038 | SUB-0126 | 715 | IMME size/duty mark — 250mm | 405.6484 | General Mechanical |  | STANDARD | ACTIVE | BC-0014
QSOR-0000550 | DISC-MECH | CAT-0038 | SUB-0126 | 716 | IMME size/duty mark — 315mm | 492.6794 | General Mechanical |  | STANDARD | ACTIVE | BC-0014
QSOR-0000551 | DISC-MECH | CAT-0038 | SUB-0127 | 718 | IMME size/duty mark — 25mm | 15.7516 | General Mechanical |  | STANDARD | ACTIVE | BC-0014
QSOR-0000552 | DISC-MECH | CAT-0038 | SUB-0127 | 719 | IMME size/duty mark — 32mm | 16.7113 | General Mechanical |  | STANDARD | ACTIVE | BC-0014
QSOR-0000553 | DISC-MECH | CAT-0038 | SUB-0127 | 720 | IMME size/duty mark — 40mm | 18.2965 | General Mechanical |  | STANDARD | ACTIVE | BC-0014
QSOR-0000554 | DISC-MECH | CAT-0038 | SUB-0127 | 721 | IMME size/duty mark — 50mm | 19.9837 | General Mechanical |  | STANDARD | ACTIVE | BC-0014
QSOR-0000555 | DISC-MECH | CAT-0038 | SUB-0127 | 722 | IMME size/duty mark — 56mm | 20.8794 | General Mechanical |  | STANDARD | ACTIVE | BC-0014
QSOR-0000556 | DISC-MECH | CAT-0038 | SUB-0127 | 723 | IMME size/duty mark — 63mm | 21.5585 | General Mechanical |  | STANDARD | ACTIVE | BC-0014
QSOR-0000557 | DISC-MECH | CAT-0038 | SUB-0127 | 724 | IMME size/duty mark — 75mm | 23.3717 | General Mechanical |  | STANDARD | ACTIVE | BC-0014
QSOR-0000558 | DISC-MECH | CAT-0038 | SUB-0127 | 725 | IMME size/duty mark — 90mm | 25.6209 | General Mechanical |  | STANDARD | ACTIVE | BC-0014
QSOR-0000559 | DISC-MECH | CAT-0038 | SUB-0127 | 726 | IMME size/duty mark — 110mm | 28.7629 | General Mechanical |  | STANDARD | ACTIVE | BC-0014
QSOR-0000560 | DISC-MECH | CAT-0038 | SUB-0127 | 727 | IMME size/duty mark — 125mm | 34.5483 | General Mechanical |  | STANDARD | ACTIVE | BC-0014
QSOR-0000561 | DISC-MECH | CAT-0038 | SUB-0127 | 728 | IMME size/duty mark — 160mm | 58.4096 | General Mechanical |  | STANDARD | ACTIVE | BC-0014
QSOR-0000562 | DISC-MECH | CAT-0038 | SUB-0127 | 729 | IMME size/duty mark — 180mm | 63.5852 | General Mechanical |  | STANDARD | ACTIVE | BC-0014
QSOR-0000563 | DISC-MECH | CAT-0038 | SUB-0127 | 730 | IMME size/duty mark — 200mm | 81.7637 | General Mechanical |  | STANDARD | ACTIVE | BC-0014
QSOR-0000564 | DISC-MECH | CAT-0038 | SUB-0127 | 731 | IMME size/duty mark — 225mm | 98.3514 | General Mechanical |  | STANDARD | ACTIVE | BC-0014
QSOR-0000565 | DISC-MECH | CAT-0038 | SUB-0127 | 732 | IMME size/duty mark — 250mm | 102.5819 | General Mechanical |  | STANDARD | ACTIVE | BC-0014
QSOR-0000566 | DISC-MECH | CAT-0038 | SUB-0127 | 733 | IMME size/duty mark — 315mm | 125.1939 | General Mechanical |  | STANDARD | ACTIVE | BC-0014
QSOR-0000567 | DISC-MECH | CAT-0038 | SUB-0128 | 735 | IMME size/duty mark — 56mm | 35.1091 | General Mechanical |  | STANDARD | ACTIVE | BC-0014
QSOR-0000568 | DISC-MECH | CAT-0038 | SUB-0128 | 736 | IMME size/duty mark — 75mm | 40.828 | General Mechanical |  | STANDARD | ACTIVE | BC-0014
QSOR-0000569 | DISC-MECH | CAT-0038 | SUB-0128 | 737 | IMME size/duty mark — 63 × 32mm | 43.0988 | General Mechanical |  | STANDARD | ACTIVE | BC-0014
QSOR-0000570 | DISC-MECH | CAT-0038 | SUB-0128 | 738 | IMME size/duty mark — 63 × 50mm | 44.9741 | General Mechanical |  | STANDARD | ACTIVE | BC-0014
QSOR-0000571 | DISC-MECH | CAT-0038 | SUB-0128 | 739 | IMME size/duty mark — 90 × 63mm | 47.0844 | General Mechanical |  | STANDARD | ACTIVE | BC-0014
QSOR-0000572 | DISC-MECH | CAT-0038 | SUB-0128 | 740 | IMME size/duty mark — 110 × 90mm | 47.419 | General Mechanical |  | STANDARD | ACTIVE | BC-0014
QSOR-0000573 | DISC-MECH | CAT-0038 | SUB-0128 | 741 | IMME size/duty mark — 125 × 90mm | 89.056 | General Mechanical |  | STANDARD | ACTIVE | BC-0014
QSOR-0000574 | DISC-MECH | CAT-0038 | SUB-0128 | 742 | IMME size/duty mark — 125 × 110mm | 93.445 | General Mechanical |  | STANDARD | ACTIVE | BC-0014
QSOR-0000575 | DISC-MECH | CAT-0038 | SUB-0128 | 743 | IMME size/duty mark — 160 × 110mm | 98.1484 | General Mechanical |  | STANDARD | ACTIVE | BC-0014
QSOR-0000576 | DISC-MECH | CAT-0038 | SUB-0128 | 744 | IMME size/duty mark — 180 × 125mm | 101.8636 | General Mechanical |  | STANDARD | ACTIVE | BC-0014
QSOR-0000577 | DISC-MECH | CAT-0038 | SUB-0128 | 745 | IMME size/duty mark — 225 × 160mm | 125.21 | General Mechanical |  | STANDARD | ACTIVE | BC-0014
QSOR-0000578 | DISC-MECH | CAT-0038 | SUB-0128 | 746 | IMME size/duty mark — 250 × 180mm | 242.4367 | General Mechanical |  | STANDARD | ACTIVE | BC-0014
QSOR-0000579 | DISC-MECH | CAT-0038 | SUB-0128 | 747 | IMME size/duty mark — 315 × 250mm | 263.8584 | General Mechanical |  | STANDARD | ACTIVE | BC-0014
QSOR-0000580 | DISC-MECH | CAT-0038 | SUB-0129 | 749 | IMME size/duty mark — 40mm | 29.1798 | General Mechanical |  | STANDARD | ACTIVE | BC-0014
QSOR-0000581 | DISC-MECH | CAT-0038 | SUB-0129 | 750 | IMME size/duty mark — 50mm | 30.6752 | General Mechanical |  | STANDARD | ACTIVE | BC-0014
QSOR-0000582 | DISC-MECH | CAT-0038 | SUB-0129 | 751 | IMME size/duty mark — 56mm | 41.5282 | General Mechanical |  | STANDARD | ACTIVE | BC-0014
QSOR-0000583 | DISC-MECH | CAT-0038 | SUB-0129 | 752 | IMME size/duty mark — 63mm | 47.1776 | General Mechanical |  | STANDARD | ACTIVE | BC-0014
QSOR-0000584 | DISC-MECH | CAT-0038 | SUB-0129 | 753 | IMME size/duty mark — 75mm | 53.2191 | General Mechanical |  | STANDARD | ACTIVE | BC-0014
QSOR-0000585 | DISC-MECH | CAT-0038 | SUB-0129 | 754 | IMME size/duty mark — 90mm | 58.4352 | General Mechanical |  | STANDARD | ACTIVE | BC-0014
QSOR-0000586 | DISC-MECH | CAT-0038 | SUB-0129 | 755 | IMME size/duty mark — 110mm | 63.9808 | General Mechanical |  | STANDARD | ACTIVE | BC-0014
QSOR-0000587 | DISC-MECH | CAT-0038 | SUB-0129 | 756 | IMME size/duty mark — 125mm | 78.1151 | General Mechanical |  | STANDARD | ACTIVE | BC-0014
QSOR-0000588 | DISC-MECH | CAT-0038 | SUB-0129 | 757 | IMME size/duty mark — 160mm | 90.8801 | General Mechanical |  | STANDARD | ACTIVE | BC-0014
QSOR-0000589 | DISC-MECH | CAT-0038 | SUB-0129 | 758 | IMME size/duty mark — 180mm | 168.4101 | General Mechanical |  | STANDARD | ACTIVE | BC-0014
QSOR-0000590 | DISC-MECH | CAT-0038 | SUB-0129 | 759 | IMME size/duty mark — 200mm | 195.6792 | General Mechanical |  | STANDARD | ACTIVE | BC-0014
QSOR-0000591 | DISC-MECH | CAT-0038 | SUB-0129 | 760 | IMME size/duty mark — 225mm | 206.6962 | General Mechanical |  | STANDARD | ACTIVE | BC-0014
QSOR-0000592 | DISC-MECH | CAT-0038 | SUB-0129 | 761 | IMME size/duty mark — 250mm | 286.5844 | General Mechanical |  | STANDARD | ACTIVE | BC-0014
QSOR-0000593 | DISC-MECH | CAT-0038 | SUB-0129 | 762 | IMME size/duty mark — 315mm | 376.0804 | General Mechanical |  | STANDARD | ACTIVE | BC-0014
QSOR-0000594 | DISC-MECH | CAT-0038 | SUB-0130 | 764 | IMME size/duty mark — 40mm | 27.5771 | General Mechanical |  | STANDARD | ACTIVE | BC-0014
QSOR-0000595 | DISC-MECH | CAT-0038 | SUB-0130 | 765 | IMME size/duty mark — 50mm | 31.5826 | General Mechanical |  | STANDARD | ACTIVE | BC-0014
QSOR-0000596 | DISC-MECH | CAT-0038 | SUB-0130 | 766 | IMME size/duty mark — 56mm | 32.1476 | General Mechanical |  | STANDARD | ACTIVE | BC-0014
QSOR-0000597 | DISC-MECH | CAT-0038 | SUB-0130 | 767 | IMME size/duty mark — 63mm | 34.1802 | General Mechanical |  | STANDARD | ACTIVE | BC-0014
QSOR-0000598 | DISC-MECH | CAT-0038 | SUB-0130 | 768 | IMME size/duty mark — 75mm | 37.1192 | General Mechanical |  | STANDARD | ACTIVE | BC-0014
QSOR-0000599 | DISC-MECH | CAT-0038 | SUB-0130 | 769 | IMME size/duty mark — 90mm | 50.5255 | General Mechanical |  | STANDARD | ACTIVE | BC-0014
QSOR-0000600 | DISC-MECH | CAT-0038 | SUB-0130 | 770 | IMME size/duty mark — 110mm | 56.9142 | General Mechanical |  | STANDARD | ACTIVE | BC-0014
QSOR-0000601 | DISC-MECH | CAT-0038 | SUB-0130 | 771 | IMME size/duty mark — 125mm | 69.1902 | General Mechanical |  | STANDARD | ACTIVE | BC-0014
QSOR-0000602 | DISC-MECH | CAT-0038 | SUB-0130 | 772 | IMME size/duty mark — 160mm | 145.5305 | General Mechanical |  | STANDARD | ACTIVE | BC-0014
QSOR-0000603 | DISC-MECH | CAT-0038 | SUB-0130 | 773 | IMME size/duty mark — 180mm | 149.9844 | General Mechanical |  | STANDARD | ACTIVE | BC-0014
QSOR-0000604 | DISC-MECH | CAT-0038 | SUB-0130 | 774 | IMME size/duty mark — 200mm | 260.8792 | General Mechanical |  | STANDARD | ACTIVE | BC-0014
QSOR-0000605 | DISC-MECH | CAT-0038 | SUB-0130 | 775 | IMME size/duty mark — 250mm | 350.6406 | General Mechanical |  | STANDARD | ACTIVE | BC-0014
QSOR-0000606 | DISC-MECH | CAT-0038 | SUB-0130 | 776 | IMME size/duty mark — 315mm | 478.9054 | General Mechanical |  | STANDARD | ACTIVE | BC-0014
QSOR-0000607 | DISC-MECH | CAT-0038 | SUB-0131 | 778 | IMME size/duty mark — 50mm | 33.2033 | General Mechanical |  | STANDARD | ACTIVE | BC-0014
QSOR-0000608 | DISC-MECH | CAT-0038 | SUB-0131 | 779 | IMME size/duty mark — 56mm | 33.9851 | General Mechanical |  | STANDARD | ACTIVE | BC-0014
QSOR-0000609 | DISC-MECH | CAT-0038 | SUB-0131 | 780 | IMME size/duty mark — 63mm | 35.7753 | General Mechanical |  | STANDARD | ACTIVE | BC-0014
QSOR-0000610 | DISC-MECH | CAT-0038 | SUB-0131 | 781 | IMME size/duty mark — 75mm | 39.5683 | General Mechanical |  | STANDARD | ACTIVE | BC-0014
QSOR-0000611 | DISC-MECH | CAT-0038 | SUB-0131 | 782 | IMME size/duty mark — 90mm | 53.8326 | General Mechanical |  | STANDARD | ACTIVE | BC-0014
QSOR-0000612 | DISC-MECH | CAT-0038 | SUB-0131 | 783 | IMME size/duty mark — 110mm | 60.8091 | General Mechanical |  | STANDARD | ACTIVE | BC-0014
QSOR-0000613 | DISC-MECH | CAT-0038 | SUB-0131 | 784 | IMME size/duty mark — 125mm | 74.2585 | General Mechanical |  | STANDARD | ACTIVE | BC-0014
QSOR-0000614 | DISC-MECH | CAT-0038 | SUB-0131 | 785 | IMME size/duty mark — 160mm | 154.1273 | General Mechanical |  | STANDARD | ACTIVE | BC-0014
QSOR-0000615 | DISC-MECH | CAT-0038 | SUB-0131 | 786 | IMME size/duty mark — 200mm | 277.528 | General Mechanical |  | STANDARD | ACTIVE | BC-0014
QSOR-0000616 | DISC-MECH | CAT-0038 | SUB-0131 | 787 | IMME size/duty mark — 250mm | 371.694 | General Mechanical |  | STANDARD | ACTIVE | BC-0014
QSOR-0000617 | DISC-MECH | CAT-0038 | SUB-0131 | 788 | IMME size/duty mark — 315mm | 502.42 | General Mechanical |  | STANDARD | ACTIVE | BC-0014
QSOR-0000618 | DISC-MECH | CAT-0039 | SUB-0132 | 791 | IMME size/duty mark — 32mm | 16.2064 | General Mechanical |  | STANDARD | ACTIVE | BC-0014
QSOR-0000619 | DISC-MECH | CAT-0039 | SUB-0132 | 792 | IMME size/duty mark — 40mm | 18.9776 | General Mechanical |  | STANDARD | ACTIVE | BC-0014
QSOR-0000620 | DISC-MECH | CAT-0039 | SUB-0132 | 793 | IMME size/duty mark — 50mm | 26.279 | General Mechanical |  | STANDARD | ACTIVE | BC-0014
QSOR-0000621 | DISC-MECH | CAT-0039 | SUB-0132 | 794 | IMME size/duty mark — 53mm | 42.5829 | General Mechanical |  | STANDARD | ACTIVE | BC-0014
QSOR-0000622 | DISC-MECH | CAT-0039 | SUB-0132 | 795 | IMME size/duty mark — 68mm | 45.3197 | General Mechanical |  | STANDARD | ACTIVE | BC-0014
QSOR-0000623 | DISC-MECH | CAT-0039 | SUB-0132 | 796 | IMME size/duty mark — 75mm | 47.8354 | General Mechanical |  | STANDARD | ACTIVE | BC-0014
QSOR-0000624 | DISC-MECH | CAT-0039 | SUB-0132 | 797 | IMME size/duty mark — 82mm | 51.8338 | General Mechanical |  | STANDARD | ACTIVE | BC-0014
QSOR-0000625 | DISC-MECH | CAT-0039 | SUB-0132 | 798 | IMME size/duty mark — 100mm | 60.4108 | General Mechanical |  | STANDARD | ACTIVE | BC-0014
QSOR-0000626 | DISC-MECH | CAT-0039 | SUB-0132 | 799 | IMME size/duty mark — 150mm | 73.2325 | General Mechanical |  | STANDARD | ACTIVE | BC-0014
QSOR-0000627 | DISC-MECH | CAT-0039 | SUB-0133 | 801 | IMME size/duty mark — 62mm | 47.6456 | General Mechanical |  | STANDARD | ACTIVE | BC-0014
QSOR-0000628 | DISC-MECH | CAT-0039 | SUB-0133 | 802 | IMME size/duty mark — 75mm | 49.8225 | General Mechanical |  | STANDARD | ACTIVE | BC-0014
QSOR-0000629 | DISC-MECH | CAT-0039 | SUB-0133 | 803 | IMME size/duty mark — 82mm | 64.8826 | General Mechanical |  | STANDARD | ACTIVE | BC-0014
QSOR-0000630 | DISC-MECH | CAT-0039 | SUB-0134 | 805 | IMME size/duty mark — 32mm | 8.3895 | General Mechanical |  | STANDARD | ACTIVE | BC-0014
QSOR-0000631 | DISC-MECH | CAT-0039 | SUB-0134 | 806 | IMME size/duty mark — 40mm | 12.3488 | General Mechanical |  | STANDARD | ACTIVE | BC-0014
QSOR-0000632 | DISC-MECH | CAT-0039 | SUB-0134 | 807 | IMME size/duty mark — 50mm | 13.9699 | General Mechanical |  | STANDARD | ACTIVE | BC-0014
QSOR-0000633 | DISC-MECH | CAT-0039 | SUB-0134 | 808 | IMME size/duty mark — 53mm | 21.5615 | General Mechanical |  | STANDARD | ACTIVE | BC-0014
QSOR-0000634 | DISC-MECH | CAT-0039 | SUB-0134 | 809 | IMME size/duty mark — 68mm | 23.6718 | General Mechanical |  | STANDARD | ACTIVE | BC-0014
QSOR-0000635 | DISC-MECH | CAT-0039 | SUB-0134 | 810 | IMME size/duty mark — 75mm | 27.0445 | General Mechanical |  | STANDARD | ACTIVE | BC-0014
QSOR-0000636 | DISC-MECH | CAT-0039 | SUB-0134 | 811 | IMME size/duty mark — 82mm | 28.1041 | General Mechanical |  | STANDARD | ACTIVE | BC-0014
QSOR-0000637 | DISC-MECH | CAT-0039 | SUB-0134 | 812 | IMME size/duty mark — 100mm | 29.7871 | General Mechanical |  | STANDARD | ACTIVE | BC-0014
QSOR-0000638 | DISC-MECH | CAT-0039 | SUB-0134 | 813 | IMME size/duty mark — 150mm | 30.0873 | General Mechanical |  | STANDARD | ACTIVE | BC-0014
QSOR-0000639 | DISC-MECH | CAT-0039 | SUB-0135 | 815 | IMME size/duty mark — 32mm | 18.5017 | General Mechanical |  | STANDARD | ACTIVE | BC-0014
QSOR-0000640 | DISC-MECH | CAT-0039 | SUB-0135 | 816 | IMME size/duty mark — 40mm | 18.5458 | General Mechanical |  | STANDARD | ACTIVE | BC-0014
QSOR-0000641 | DISC-MECH | CAT-0039 | SUB-0135 | 817 | IMME size/duty mark — 50mm | 25.4118 | General Mechanical |  | STANDARD | ACTIVE | BC-0014
QSOR-0000642 | DISC-MECH | CAT-0039 | SUB-0136 | 819 | IMME size/duty mark — 32mm | 20.4921 | General Mechanical |  | STANDARD | ACTIVE | BC-0014
QSOR-0000643 | DISC-MECH | CAT-0039 | SUB-0136 | 820 | IMME size/duty mark — 40mm | 21.7405 | General Mechanical |  | STANDARD | ACTIVE | BC-0014
QSOR-0000644 | DISC-MECH | CAT-0039 | SUB-0136 | 821 | IMME size/duty mark — 50mm | 31.3675 | General Mechanical |  | STANDARD | ACTIVE | BC-0014
QSOR-0000645 | DISC-MECH | CAT-0039 | SUB-0136 | 822 | IMME size/duty mark — 62mm | 46.899 | General Mechanical |  | STANDARD | ACTIVE | BC-0014
QSOR-0000646 | DISC-MECH | CAT-0039 | SUB-0136 | 823 | IMME size/duty mark — 75mm | 51.4248 | General Mechanical |  | STANDARD | ACTIVE | BC-0014
QSOR-0000647 | DISC-MECH | CAT-0039 | SUB-0136 | 824 | IMME size/duty mark — 82mm | 56.4461 | General Mechanical |  | STANDARD | ACTIVE | BC-0014
QSOR-0000648 | DISC-MECH | CAT-0039 | SUB-0137 | 826 | IMME size/duty mark — 32mm | 33.6429 | General Mechanical |  | STANDARD | ACTIVE | BC-0014
QSOR-0000649 | DISC-MECH | CAT-0039 | SUB-0137 | 827 | IMME size/duty mark — 40mm | 37.7506 | General Mechanical |  | STANDARD | ACTIVE | BC-0014
QSOR-0000650 | DISC-MECH | CAT-0039 | SUB-0137 | 828 | IMME size/duty mark — 50mm | 41.1835 | General Mechanical |  | STANDARD | ACTIVE | BC-0014
QSOR-0000651 | DISC-MECH | CAT-0039 | SUB-0137 | 829 | IMME size/duty mark — 75mm | 44.4308 | General Mechanical |  | STANDARD | ACTIVE | BC-0014
QSOR-0000652 | DISC-MECH | CAT-0039 | SUB-0137 | 830 | IMME size/duty mark — 100mm | 48.6161 | General Mechanical |  | STANDARD | ACTIVE | BC-0014
QSOR-0000653 | DISC-MECH | CAT-0039 | SUB-0137 | 831 | IMME size/duty mark — 150mm | 50.1878 | General Mechanical |  | STANDARD | ACTIVE | BC-0014
QSOR-0000654 | DISC-MECH | CAT-0039 | SUB-0138 | 833 | IMME size/duty mark — 32 × 19mm | 27.7016 | General Mechanical |  | STANDARD | ACTIVE | BC-0014
QSOR-0000655 | DISC-MECH | CAT-0039 | SUB-0138 | 834 | IMME size/duty mark — 40 × 32mm | 30.5931 | General Mechanical |  | STANDARD | ACTIVE | BC-0014
QSOR-0000656 | DISC-MECH | CAT-0039 | SUB-0138 | 835 | IMME size/duty mark — 50 × 32mm | 32.2689 | General Mechanical |  | STANDARD | ACTIVE | BC-0014
QSOR-0000657 | DISC-MECH | CAT-0039 | SUB-0138 | 836 | IMME size/duty mark — 50 × 40mm | 33.6769 | General Mechanical |  | STANDARD | ACTIVE | BC-0014
QSOR-0000658 | DISC-MECH | CAT-0039 | SUB-0138 | 837 | IMME size/duty mark — 62mm to 68mm | 52.5618 | General Mechanical |  | STANDARD | ACTIVE | BC-0014
QSOR-0000659 | DISC-MECH | CAT-0039 | SUB-0138 | 838 | IMME size/duty mark — 75mm to 82mm | 63.3982 | General Mechanical |  | STANDARD | ACTIVE | BC-0014
QSOR-0000660 | DISC-MECH | CAT-0039 | SUB-0139 | 840 | IMME size/duty mark — 32mm | 16.7808 | General Mechanical |  | STANDARD | ACTIVE | BC-0014
QSOR-0000661 | DISC-MECH | CAT-0039 | SUB-0139 | 841 | IMME size/duty mark — 40mm | 17.4409 | General Mechanical |  | STANDARD | ACTIVE | BC-0014
QSOR-0000662 | DISC-MECH | CAT-0039 | SUB-0139 | 842 | IMME size/duty mark — 50mm | 26.0736 | General Mechanical |  | STANDARD | ACTIVE | BC-0014
QSOR-0000663 | DISC-MECH | CAT-0039 | SUB-0139 | 843 | IMME size/duty mark — 53mm | 32.1562 | General Mechanical |  | STANDARD | ACTIVE | BC-0014
QSOR-0000664 | DISC-MECH | CAT-0039 | SUB-0139 | 844 | IMME size/duty mark — 62mm | 58.8717 | General Mechanical |  | STANDARD | ACTIVE | BC-0014
QSOR-0000665 | DISC-MECH | CAT-0039 | SUB-0139 | 845 | IMME size/duty mark — 68mm | 63.7421 | General Mechanical |  | STANDARD | ACTIVE | BC-0014
QSOR-0000666 | DISC-MECH | CAT-0039 | SUB-0139 | 846 | IMME size/duty mark — 75mm | 70.9903 | General Mechanical |  | STANDARD | ACTIVE | BC-0014
QSOR-0000667 | DISC-MECH | CAT-0039 | SUB-0139 | 847 | IMME size/duty mark — 82mm | 78.3898 | General Mechanical |  | STANDARD | ACTIVE | BC-0014
QSOR-0000668 | DISC-MECH | CAT-0039 | SUB-0140 | 849 | IMME size/duty mark — 32mm | 29.9939 | General Mechanical |  | STANDARD | ACTIVE | BC-0014
QSOR-0000669 | DISC-MECH | CAT-0039 | SUB-0140 | 850 | IMME size/duty mark — 40mm | 31.5484 | General Mechanical |  | STANDARD | ACTIVE | BC-0014
QSOR-0000670 | DISC-MECH | CAT-0039 | SUB-0140 | 851 | IMME size/duty mark — 50mm | 33.5139 | General Mechanical |  | STANDARD | ACTIVE | BC-0014
QSOR-0000671 | DISC-MECH | CAT-0039 | SUB-0141 | 853 | IMME size/duty mark — 53mm | 13.4941 | General Mechanical |  | STANDARD | ACTIVE | BC-0014
QSOR-0000672 | DISC-MECH | CAT-0039 | SUB-0141 | 854 | IMME size/duty mark — 62mm | 15.2961 | General Mechanical |  | STANDARD | ACTIVE | BC-0014
QSOR-0000673 | DISC-MECH | CAT-0039 | SUB-0141 | 855 | IMME size/duty mark — 68mm | 16.6279 | General Mechanical |  | STANDARD | ACTIVE | BC-0014
QSOR-0000674 | DISC-MECH | CAT-0039 | SUB-0141 | 856 | IMME size/duty mark — 75mm | 21.28 | General Mechanical |  | STANDARD | ACTIVE | BC-0014
QSOR-0000675 | DISC-MECH | CAT-0039 | SUB-0141 | 857 | IMME size/duty mark — 82mm | 23.885 | General Mechanical |  | STANDARD | ACTIVE | BC-0014
QSOR-0000676 | DISC-MECH | CAT-0039 | SUB-0141 | 858 | IMME size/duty mark — 110mm | 37.863 | General Mechanical |  | STANDARD | ACTIVE | BC-0014
QSOR-0000677 | DISC-MECH | CAT-0039 | SUB-0142 | 860 | IMME size/duty mark — 62mm | 88.5621 | General Mechanical |  | STANDARD | ACTIVE | BC-0014
QSOR-0000678 | DISC-MECH | CAT-0039 | SUB-0142 | 861 | IMME size/duty mark — 68mm | 96.8495 | General Mechanical |  | STANDARD | ACTIVE | BC-0014
QSOR-0000679 | DISC-MECH | CAT-0039 | SUB-0142 | 862 | IMME size/duty mark — 75mm | 106.3732 | General Mechanical |  | STANDARD | ACTIVE | BC-0014
QSOR-0000680 | DISC-MECH | CAT-0039 | SUB-0142 | 863 | IMME size/duty mark — 82mm | 117.0526 | General Mechanical |  | STANDARD | ACTIVE | BC-0014
QSOR-0000681 | DISC-MECH | CAT-0039 | SUB-0143 | 865 | IMME size/duty mark — 32mm | 28.4365 | General Mechanical |  | STANDARD | ACTIVE | BC-0014
QSOR-0000682 | DISC-MECH | CAT-0039 | SUB-0143 | 866 | IMME size/duty mark — 40mm | 29.4163 | General Mechanical |  | STANDARD | ACTIVE | BC-0014
QSOR-0000683 | DISC-MECH | CAT-0039 | SUB-0143 | 867 | IMME size/duty mark — 50mm | 35.0755 | General Mechanical |  | STANDARD | ACTIVE | BC-0014
QSOR-0000684 | DISC-MECH | CAT-0039 | SUB-0144 | 869 | IMME size/duty mark — 32mm | 25.4099 | General Mechanical |  | STANDARD | ACTIVE | BC-0014
QSOR-0000685 | DISC-MECH | CAT-0039 | SUB-0144 | 870 | IMME size/duty mark — 40mm | 27.3833 | General Mechanical |  | STANDARD | ACTIVE | BC-0014
QSOR-0000686 | DISC-MECH | CAT-0039 | SUB-0145 | 872 | IMME size/duty mark — 75mm | 15.9668 | General Mechanical |  | STANDARD | ACTIVE | BC-0014
QSOR-0000687 | DISC-MECH | CAT-0039 | SUB-0145 | 873 | IMME size/duty mark — 100mm | 18.3636 | General Mechanical |  | STANDARD | ACTIVE | BC-0014
QSOR-0000688 | DISC-MECH | CAT-0039 | SUB-0145 | 874 | IMME size/duty mark — 150mm | 19.0351 | General Mechanical |  | STANDARD | ACTIVE | BC-0014
QSOR-0000689 | DISC-MECH | CAT-0039 | SUB-0146 | 876 | IMME size/duty mark — 75mm | 22.5489 | General Mechanical |  | STANDARD | ACTIVE | BC-0014
QSOR-0000690 | DISC-MECH | CAT-0039 | SUB-0146 | 877 | IMME size/duty mark — 100mm | 26.9043 | General Mechanical |  | STANDARD | ACTIVE | BC-0014
QSOR-0000691 | DISC-MECH | CAT-0039 | SUB-0146 | 878 | IMME size/duty mark — 150mm | 46.9808 | General Mechanical |  | STANDARD | ACTIVE | BC-0014
QSOR-0000692 | DISC-MECH | CAT-0039 | SUB-0147 | 880 | IMME size/duty mark — 50mm | 96.6532 | General Mechanical |  | STANDARD | ACTIVE | BC-0014
QSOR-0000693 | DISC-MECH | CAT-0039 | SUB-0147 | 881 | IMME size/duty mark — 62mm | 106.2873 | General Mechanical |  | STANDARD | ACTIVE | BC-0014
QSOR-0000694 | DISC-MECH | CAT-0039 | SUB-0147 | 882 | IMME size/duty mark — 68mm | 117.1905 | General Mechanical |  | STANDARD | ACTIVE | BC-0014
QSOR-0000695 | DISC-MECH | CAT-0039 | SUB-0147 | 883 | IMME size/duty mark — 75mm | 128.7195 | General Mechanical |  | STANDARD | ACTIVE | BC-0014
QSOR-0000696 | DISC-MECH | CAT-0039 | SUB-0147 | 884 | IMME size/duty mark — 82mm | 141.926 | General Mechanical |  | STANDARD | ACTIVE | BC-0014
QSOR-0000697 | DISC-MECH | CAT-0039 | SUB-0147 | 885 | IMME size/duty mark — 100mm | 169.8526 | General Mechanical |  | STANDARD | ACTIVE | BC-0014
QSOR-0000698 | DISC-MECH | CAT-0039 | SUB-0147 | 886 | IMME size/duty mark — 150mm | 203.0161 | General Mechanical |  | STANDARD | ACTIVE | BC-0014
QSOR-0000699 | DISC-MECH | CAT-0040 | SUB-0148 | 889 | IMME size/duty mark — 32mm | 15.7307 | General Mechanical |  | STANDARD | ACTIVE | BC-0014
QSOR-0000700 | DISC-MECH | CAT-0040 | SUB-0148 | 890 | IMME size/duty mark — 40mm | 18.3888 | General Mechanical |  | STANDARD | ACTIVE | BC-0014
QSOR-0000701 | DISC-MECH | CAT-0040 | SUB-0148 | 891 | IMME size/duty mark — 50mm | 21.7665 | General Mechanical |  | STANDARD | ACTIVE | BC-0014
QSOR-0000702 | DISC-MECH | CAT-0040 | SUB-0148 | 892 | IMME size/duty mark — 53mm | 37.7534 | General Mechanical |  | STANDARD | ACTIVE | BC-0014
QSOR-0000703 | DISC-MECH | CAT-0040 | SUB-0148 | 893 | IMME size/duty mark — 68mm | 39.6789 | General Mechanical |  | STANDARD | ACTIVE | BC-0014
QSOR-0000704 | DISC-MECH | CAT-0040 | SUB-0148 | 894 | IMME size/duty mark — 75mm | 40.4674 | General Mechanical |  | STANDARD | ACTIVE | BC-0014
QSOR-0000705 | DISC-MECH | CAT-0040 | SUB-0148 | 895 | IMME size/duty mark — 82mm | 43.7086 | General Mechanical |  | STANDARD | ACTIVE | BC-0014
QSOR-0000706 | DISC-MECH | CAT-0040 | SUB-0148 | 896 | IMME size/duty mark — 100mm | 49.7787 | General Mechanical |  | STANDARD | ACTIVE | BC-0014
QSOR-0000707 | DISC-MECH | CAT-0040 | SUB-0148 | 897 | IMME size/duty mark — 150mm | 60.787 | General Mechanical |  | STANDARD | ACTIVE | BC-0014
QSOR-0000708 | DISC-MECH | CAT-0040 | SUB-0149 | 899 | IMME size/duty mark — 62mm | 45.9007 | General Mechanical |  | STANDARD | ACTIVE | BC-0014
QSOR-0000709 | DISC-MECH | CAT-0040 | SUB-0149 | 900 | IMME size/duty mark — 75mm | 48.2045 | General Mechanical |  | STANDARD | ACTIVE | BC-0014
QSOR-0000710 | DISC-MECH | CAT-0040 | SUB-0149 | 901 | IMME size/duty mark — 82mm | 69.6254 | General Mechanical |  | STANDARD | ACTIVE | BC-0014
QSOR-0000711 | DISC-MECH | CAT-0040 | SUB-0150 | 903 | IMME size/duty mark — 32mm | 9.6301 | General Mechanical |  | STANDARD | ACTIVE | BC-0014
QSOR-0000712 | DISC-MECH | CAT-0040 | SUB-0150 | 904 | IMME size/duty mark — 40mm | 9.682 | General Mechanical |  | STANDARD | ACTIVE | BC-0014
QSOR-0000713 | DISC-MECH | CAT-0040 | SUB-0150 | 905 | IMME size/duty mark — 50mm | 10.6361 | General Mechanical |  | STANDARD | ACTIVE | BC-0014
QSOR-0000714 | DISC-MECH | CAT-0040 | SUB-0150 | 906 | IMME size/duty mark — 53mm | 14.3794 | General Mechanical |  | STANDARD | ACTIVE | BC-0014
QSOR-0000715 | DISC-MECH | CAT-0040 | SUB-0150 | 907 | IMME size/duty mark — 68mm | 16.8464 | General Mechanical |  | STANDARD | ACTIVE | BC-0014
QSOR-0000716 | DISC-MECH | CAT-0040 | SUB-0150 | 908 | IMME size/duty mark — 75mm | 15.4822 | General Mechanical |  | STANDARD | ACTIVE | BC-0014
QSOR-0000717 | DISC-MECH | CAT-0040 | SUB-0150 | 909 | IMME size/duty mark — 82mm | 27.4091 | General Mechanical |  | STANDARD | ACTIVE | BC-0014
QSOR-0000718 | DISC-MECH | CAT-0040 | SUB-0150 | 910 | IMME size/duty mark — 100mm | 29.6262 | General Mechanical |  | STANDARD | ACTIVE | BC-0014
QSOR-0000719 | DISC-MECH | CAT-0040 | SUB-0150 | 911 | IMME size/duty mark — 150mm | 32.315 | General Mechanical |  | STANDARD | ACTIVE | BC-0014
QSOR-0000720 | DISC-MECH | CAT-0040 | SUB-0151 | 913 | IMME size/duty mark — 32mm | 14.5461 | General Mechanical |  | STANDARD | ACTIVE | BC-0014
QSOR-0000721 | DISC-MECH | CAT-0040 | SUB-0151 | 914 | IMME size/duty mark — 40mm | 14.6165 | General Mechanical |  | STANDARD | ACTIVE | BC-0014
QSOR-0000722 | DISC-MECH | CAT-0040 | SUB-0151 | 915 | IMME size/duty mark — 50mm | 20.0186 | General Mechanical |  | STANDARD | ACTIVE | BC-0014
QSOR-0000723 | DISC-MECH | CAT-0040 | SUB-0152 | 917 | IMME size/duty mark — 32mm | 18.3504 | General Mechanical |  | STANDARD | ACTIVE | BC-0014
QSOR-0000724 | DISC-MECH | CAT-0040 | SUB-0152 | 918 | IMME size/duty mark — 40mm | 19.6233 | General Mechanical |  | STANDARD | ACTIVE | BC-0014
QSOR-0000725 | DISC-MECH | CAT-0040 | SUB-0152 | 919 | IMME size/duty mark — 50mm | 22.3412 | General Mechanical |  | STANDARD | ACTIVE | BC-0014
QSOR-0000726 | DISC-MECH | CAT-0040 | SUB-0152 | 920 | IMME size/duty mark — 62mm | 26.6545 | General Mechanical |  | STANDARD | ACTIVE | BC-0014
QSOR-0000727 | DISC-MECH | CAT-0040 | SUB-0152 | 921 | IMME size/duty mark — 75mm | 29.6253 | General Mechanical |  | STANDARD | ACTIVE | BC-0014
QSOR-0000728 | DISC-MECH | CAT-0040 | SUB-0152 | 922 | IMME size/duty mark — 82mm | 35.0034 | General Mechanical |  | STANDARD | ACTIVE | BC-0014
QSOR-0000729 | DISC-MECH | CAT-0040 | SUB-0153 | 924 | IMME size/duty mark — 32mm | 28.4212 | General Mechanical |  | STANDARD | ACTIVE | BC-0014
QSOR-0000730 | DISC-MECH | CAT-0040 | SUB-0153 | 925 | IMME size/duty mark — 40mm | 32.1548 | General Mechanical |  | STANDARD | ACTIVE | BC-0014
QSOR-0000731 | DISC-MECH | CAT-0040 | SUB-0153 | 926 | IMME size/duty mark — 50mm | 34.9655 | General Mechanical |  | STANDARD | ACTIVE | BC-0014
QSOR-0000732 | DISC-MECH | CAT-0040 | SUB-0153 | 927 | IMME size/duty mark — 75mm | 35.1482 | General Mechanical |  | STANDARD | ACTIVE | BC-0014
QSOR-0000733 | DISC-MECH | CAT-0040 | SUB-0153 | 928 | IMME size/duty mark — 100mm | 39.1021 | General Mechanical |  | STANDARD | ACTIVE | BC-0014
QSOR-0000734 | DISC-MECH | CAT-0040 | SUB-0153 | 929 | IMME size/duty mark — 150mm | 40.2534 | General Mechanical |  | STANDARD | ACTIVE | BC-0014
QSOR-0000735 | DISC-MECH | CAT-0040 | SUB-0154 | 931 | IMME size/duty mark — 32 × 19mm | 20.9646 | General Mechanical |  | STANDARD | ACTIVE | BC-0014
QSOR-0000736 | DISC-MECH | CAT-0040 | SUB-0154 | 932 | IMME size/duty mark — 40 × 32mm | 22.0365 | General Mechanical |  | STANDARD | ACTIVE | BC-0014
QSOR-0000737 | DISC-MECH | CAT-0040 | SUB-0154 | 933 | IMME size/duty mark — 50 × 32mm | 22.5889 | General Mechanical |  | STANDARD | ACTIVE | BC-0014
QSOR-0000738 | DISC-MECH | CAT-0040 | SUB-0154 | 934 | IMME size/duty mark — 50 × 40mm | 22.675 | General Mechanical |  | STANDARD | ACTIVE | BC-0014
QSOR-0000739 | DISC-MECH | CAT-0040 | SUB-0154 | 935 | IMME size/duty mark — 62mm to 68mm | 30.9843 | General Mechanical |  | STANDARD | ACTIVE | BC-0014
QSOR-0000740 | DISC-MECH | CAT-0040 | SUB-0154 | 936 | IMME size/duty mark — 75mm to 82mm | 36.705 | General Mechanical |  | STANDARD | ACTIVE | BC-0014
QSOR-0000741 | DISC-MECH | CAT-0040 | SUB-0155 | 938 | IMME size/duty mark — 32mm | 16.2588 | General Mechanical |  | STANDARD | ACTIVE | BC-0014
QSOR-0000742 | DISC-MECH | CAT-0040 | SUB-0155 | 939 | IMME size/duty mark — 40mm | 16.9789 | General Mechanical |  | STANDARD | ACTIVE | BC-0014
QSOR-0000743 | DISC-MECH | CAT-0040 | SUB-0155 | 940 | IMME size/duty mark — 50mm | 17.4985 | General Mechanical |  | STANDARD | ACTIVE | BC-0014
QSOR-0000744 | DISC-MECH | CAT-0040 | SUB-0155 | 941 | IMME size/duty mark — 53mm | 23.8478 | General Mechanical |  | STANDARD | ACTIVE | BC-0014
QSOR-0000745 | DISC-MECH | CAT-0040 | SUB-0155 | 942 | IMME size/duty mark — 62mm | 32.5872 | General Mechanical |  | STANDARD | ACTIVE | BC-0014
QSOR-0000746 | DISC-MECH | CAT-0040 | SUB-0155 | 943 | IMME size/duty mark — 68mm | 36.5318 | General Mechanical |  | STANDARD | ACTIVE | BC-0014
QSOR-0000747 | DISC-MECH | CAT-0040 | SUB-0155 | 944 | IMME size/duty mark — 75mm | 41.5615 | General Mechanical |  | STANDARD | ACTIVE | BC-0014
QSOR-0000748 | DISC-MECH | CAT-0040 | SUB-0155 | 945 | IMME size/duty mark — 82mm | 55.2377 | General Mechanical |  | STANDARD | ACTIVE | BC-0014
QSOR-0000749 | DISC-MECH | CAT-0040 | SUB-0156 | 947 | IMME size/duty mark — 32mm | 23.631 | General Mechanical |  | STANDARD | ACTIVE | BC-0014
QSOR-0000750 | DISC-MECH | CAT-0040 | SUB-0156 | 948 | IMME size/duty mark — 40mm | 24.9486 | General Mechanical |  | STANDARD | ACTIVE | BC-0014
QSOR-0000751 | DISC-MECH | CAT-0040 | SUB-0156 | 949 | IMME size/duty mark — 50mm | 26.7664 | General Mechanical |  | STANDARD | ACTIVE | BC-0014
QSOR-0000752 | DISC-MECH | CAT-0040 | SUB-0157 | 951 | IMME size/duty mark — 53mm | 12.3517 | General Mechanical |  | STANDARD | ACTIVE | BC-0014
QSOR-0000753 | DISC-MECH | CAT-0040 | SUB-0157 | 952 | IMME size/duty mark — 62mm | 13.432 | General Mechanical |  | STANDARD | ACTIVE | BC-0014
QSOR-0000754 | DISC-MECH | CAT-0040 | SUB-0157 | 953 | IMME size/duty mark — 68mm | 15.5096 | General Mechanical |  | STANDARD | ACTIVE | BC-0014
QSOR-0000755 | DISC-MECH | CAT-0040 | SUB-0157 | 954 | IMME size/duty mark — 75mm | 17.7809 | General Mechanical |  | STANDARD | ACTIVE | BC-0014
QSOR-0000756 | DISC-MECH | CAT-0040 | SUB-0157 | 955 | IMME size/duty mark — 82mm | 25.5309 | General Mechanical |  | STANDARD | ACTIVE | BC-0014
QSOR-0000757 | DISC-MECH | CAT-0040 | SUB-0157 | 956 | IMME size/duty mark — 110mm | 34.5034 | General Mechanical |  | STANDARD | ACTIVE | BC-0014
QSOR-0000758 | DISC-MECH | CAT-0040 | SUB-0158 | 958 | IMME size/duty mark — 62mm | 51.1391 | General Mechanical |  | STANDARD | ACTIVE | BC-0014
QSOR-0000759 | DISC-MECH | CAT-0040 | SUB-0158 | 959 | IMME size/duty mark — 68mm | 69.1735 | General Mechanical |  | STANDARD | ACTIVE | BC-0014
QSOR-0000760 | DISC-MECH | CAT-0040 | SUB-0158 | 960 | IMME size/duty mark — 75mm | 88.3926 | General Mechanical |  | STANDARD | ACTIVE | BC-0014
QSOR-0000761 | DISC-MECH | CAT-0040 | SUB-0158 | 961 | IMME size/duty mark — 82mm | 94.721 | General Mechanical |  | STANDARD | ACTIVE | BC-0014
QSOR-0000762 | DISC-MECH | CAT-0040 | SUB-0159 | 963 | IMME size/duty mark — 32mm | 22.661 | General Mechanical |  | STANDARD | ACTIVE | BC-0014
QSOR-0000763 | DISC-MECH | CAT-0040 | SUB-0159 | 964 | IMME size/duty mark — 40mm | 23.3602 | General Mechanical |  | STANDARD | ACTIVE | BC-0014
QSOR-0000764 | DISC-MECH | CAT-0040 | SUB-0159 | 965 | IMME size/duty mark — 50mm | 27.7051 | General Mechanical |  | STANDARD | ACTIVE | BC-0014
QSOR-0000765 | DISC-MECH | CAT-0040 | SUB-0160 | 967 | IMME size/duty mark — 32mm | 20.3334 | General Mechanical |  | STANDARD | ACTIVE | BC-0014
QSOR-0000766 | DISC-MECH | CAT-0040 | SUB-0160 | 968 | IMME size/duty mark — 40mm | 20.4138 | General Mechanical |  | STANDARD | ACTIVE | BC-0014
QSOR-0000767 | DISC-MECH | CAT-0040 | SUB-0161 | 970 | IMME size/duty mark — 75mm | 14.8464 | General Mechanical |  | STANDARD | ACTIVE | BC-0014
QSOR-0000768 | DISC-MECH | CAT-0040 | SUB-0161 | 971 | IMME size/duty mark — 100mm | 17.3309 | General Mechanical |  | STANDARD | ACTIVE | BC-0014
QSOR-0000769 | DISC-MECH | CAT-0040 | SUB-0161 | 972 | IMME size/duty mark — 150mm | 17.8722 | General Mechanical |  | STANDARD | ACTIVE | BC-0014
QSOR-0000770 | DISC-MECH | CAT-0040 | SUB-0162 | 974 | IMME size/duty mark — 75mm | 21.333 | General Mechanical |  | STANDARD | ACTIVE | BC-0014
QSOR-0000771 | DISC-MECH | CAT-0040 | SUB-0162 | 975 | IMME size/duty mark — 100mm | 25.9747 | General Mechanical |  | STANDARD | ACTIVE | BC-0014
QSOR-0000772 | DISC-MECH | CAT-0040 | SUB-0162 | 976 | IMME size/duty mark — 150mm | 39.5472 | General Mechanical |  | STANDARD | ACTIVE | BC-0014
QSOR-0000773 | DISC-MECH | CAT-0040 | SUB-0163 | 978 | IMME size/duty mark — 50mm | 84.1498 | General Mechanical |  | STANDARD | ACTIVE | BC-0014
QSOR-0000774 | DISC-MECH | CAT-0040 | SUB-0163 | 979 | IMME size/duty mark — 62mm | 86.9853 | General Mechanical |  | STANDARD | ACTIVE | BC-0014
QSOR-0000775 | DISC-MECH | CAT-0040 | SUB-0163 | 980 | IMME size/duty mark — 68mm | 115.3923 | General Mechanical |  | STANDARD | ACTIVE | BC-0014
QSOR-0000776 | DISC-MECH | CAT-0040 | SUB-0163 | 981 | IMME size/duty mark — 75mm | 132.3 | General Mechanical |  | STANDARD | ACTIVE | BC-0014
QSOR-0000777 | DISC-MECH | CAT-0040 | SUB-0163 | 982 | IMME size/duty mark — 82mm | 145.4453 | General Mechanical |  | STANDARD | ACTIVE | BC-0014
QSOR-0000778 | DISC-MECH | CAT-0040 | SUB-0163 | 983 | IMME size/duty mark — 100mm | 152.3801 | General Mechanical |  | STANDARD | ACTIVE | BC-0014
QSOR-0000779 | DISC-MECH | CAT-0040 | SUB-0163 | 984 | IMME size/duty mark — 150mm | 183.7852 | General Mechanical |  | STANDARD | ACTIVE | BC-0014
QSOR-0000780 | DISC-MECH | CAT-0041 | SUB-0164 | 987 | IMME size/duty mark — 32mm | 14.9876 | General Mechanical |  | STANDARD | ACTIVE | BC-0014
QSOR-0000781 | DISC-MECH | CAT-0041 | SUB-0164 | 988 | IMME size/duty mark — 40mm | 17.333 | General Mechanical |  | STANDARD | ACTIVE | BC-0014
QSOR-0000782 | DISC-MECH | CAT-0041 | SUB-0164 | 989 | IMME size/duty mark — 50mm | 17.4333 | General Mechanical |  | STANDARD | ACTIVE | BC-0014
QSOR-0000783 | DISC-MECH | CAT-0041 | SUB-0164 | 990 | IMME size/duty mark — 53mm | 35.9075 | General Mechanical |  | STANDARD | ACTIVE | BC-0014
QSOR-0000784 | DISC-MECH | CAT-0041 | SUB-0164 | 991 | IMME size/duty mark — 68mm | 37.6263 | General Mechanical |  | STANDARD | ACTIVE | BC-0014
QSOR-0000785 | DISC-MECH | CAT-0041 | SUB-0164 | 992 | IMME size/duty mark — 75mm | 38.1116 | General Mechanical |  | STANDARD | ACTIVE | BC-0014
QSOR-0000786 | DISC-MECH | CAT-0041 | SUB-0164 | 993 | IMME size/duty mark — 82mm | 41.2863 | General Mechanical |  | STANDARD | ACTIVE | BC-0014
QSOR-0000787 | DISC-MECH | CAT-0041 | SUB-0164 | 994 | IMME size/duty mark — 100mm | 47.1881 | General Mechanical |  | STANDARD | ACTIVE | BC-0014
QSOR-0000788 | DISC-MECH | CAT-0041 | SUB-0164 | 995 | IMME size/duty mark — 150mm | 57.1909 | General Mechanical |  | STANDARD | ACTIVE | BC-0014
QSOR-0000789 | DISC-MECH | CAT-0041 | SUB-0165 | 997 | IMME size/duty mark — 62mm | 43.3661 | General Mechanical |  | STANDARD | ACTIVE | BC-0014
QSOR-0000790 | DISC-MECH | CAT-0041 | SUB-0165 | 998 | IMME size/duty mark — 75mm | 45.3993 | General Mechanical |  | STANDARD | ACTIVE | BC-0014
QSOR-0000791 | DISC-MECH | CAT-0041 | SUB-0165 | 999 | IMME size/duty mark — 82mm | 66.0314 | General Mechanical |  | STANDARD | ACTIVE | BC-0014
QSOR-0000792 | DISC-MECH | CAT-0041 | SUB-0166 | 1001 | IMME size/duty mark — 32mm | 9.0311 | General Mechanical |  | STANDARD | ACTIVE | BC-0014
QSOR-0000793 | DISC-MECH | CAT-0041 | SUB-0166 | 1002 | IMME size/duty mark — 40mm | 9.1374 | General Mechanical |  | STANDARD | ACTIVE | BC-0014
QSOR-0000794 | DISC-MECH | CAT-0041 | SUB-0166 | 1003 | IMME size/duty mark — 50mm | 9.3679 | General Mechanical |  | STANDARD | ACTIVE | BC-0014
QSOR-0000795 | DISC-MECH | CAT-0041 | SUB-0166 | 1004 | IMME size/duty mark — 53mm | 13.2396 | General Mechanical |  | STANDARD | ACTIVE | BC-0014
QSOR-0000796 | DISC-MECH | CAT-0041 | SUB-0166 | 1005 | IMME size/duty mark — 68mm | 15.626 | General Mechanical |  | STANDARD | ACTIVE | BC-0014
QSOR-0000797 | DISC-MECH | CAT-0041 | SUB-0166 | 1006 | IMME size/duty mark — 75mm | 16.9965 | General Mechanical |  | STANDARD | ACTIVE | BC-0014
QSOR-0000798 | DISC-MECH | CAT-0041 | SUB-0166 | 1007 | IMME size/duty mark — 82mm | 19.0764 | General Mechanical |  | STANDARD | ACTIVE | BC-0014
QSOR-0000799 | DISC-MECH | CAT-0041 | SUB-0166 | 1008 | IMME size/duty mark — 100mm | 18.5329 | General Mechanical |  | STANDARD | ACTIVE | BC-0014
QSOR-0000800 | DISC-MECH | CAT-0041 | SUB-0166 | 1009 | IMME size/duty mark — 150mm | 22.5761 | General Mechanical |  | STANDARD | ACTIVE | BC-0014
QSOR-0000801 | DISC-MECH | CAT-0041 | SUB-0167 | 1011 | IMME size/duty mark — 32mm | 13.6474 | General Mechanical |  | STANDARD | ACTIVE | BC-0014
QSOR-0000802 | DISC-MECH | CAT-0041 | SUB-0167 | 1012 | IMME size/duty mark — 40mm | 13.7271 | General Mechanical |  | STANDARD | ACTIVE | BC-0014
QSOR-0000803 | DISC-MECH | CAT-0041 | SUB-0167 | 1013 | IMME size/duty mark — 50mm | 18.8236 | General Mechanical |  | STANDARD | ACTIVE | BC-0014
QSOR-0000804 | DISC-MECH | CAT-0041 | SUB-0168 | 1015 | IMME size/duty mark — 32mm | 17.08 | General Mechanical |  | STANDARD | ACTIVE | BC-0014
QSOR-0000805 | DISC-MECH | CAT-0041 | SUB-0168 | 1016 | IMME size/duty mark — 40mm | 18.3075 | General Mechanical |  | STANDARD | ACTIVE | BC-0014
QSOR-0000806 | DISC-MECH | CAT-0041 | SUB-0168 | 1017 | IMME size/duty mark — 50mm | 20.6963 | General Mechanical |  | STANDARD | ACTIVE | BC-0014
QSOR-0000807 | DISC-MECH | CAT-0041 | SUB-0168 | 1018 | IMME size/duty mark — 62mm | 24.2843 | General Mechanical |  | STANDARD | ACTIVE | BC-0014
QSOR-0000808 | DISC-MECH | CAT-0041 | SUB-0168 | 1019 | IMME size/duty mark — 75mm | 27.0289 | General Mechanical |  | STANDARD | ACTIVE | BC-0014
QSOR-0000809 | DISC-MECH | CAT-0041 | SUB-0168 | 1020 | IMME size/duty mark — 82mm | 32.3559 | General Mechanical |  | STANDARD | ACTIVE | BC-0014
QSOR-0000810 | DISC-MECH | CAT-0041 | SUB-0169 | 1022 | IMME size/duty mark — 32mm | 26.7489 | General Mechanical |  | STANDARD | ACTIVE | BC-0014
QSOR-0000811 | DISC-MECH | CAT-0041 | SUB-0169 | 1023 | IMME size/duty mark — 40mm | 30.3256 | General Mechanical |  | STANDARD | ACTIVE | BC-0014
QSOR-0000812 | DISC-MECH | CAT-0041 | SUB-0169 | 1024 | IMME size/duty mark — 50mm | 33.0095 | General Mechanical |  | STANDARD | ACTIVE | BC-0014
QSOR-0000813 | DISC-MECH | CAT-0041 | SUB-0169 | 1025 | IMME size/duty mark — 75mm | 35.0342 | General Mechanical |  | STANDARD | ACTIVE | BC-0014
QSOR-0000814 | DISC-MECH | CAT-0041 | SUB-0169 | 1026 | IMME size/duty mark — 100mm | 38.9941 | General Mechanical |  | STANDARD | ACTIVE | BC-0014
QSOR-0000815 | DISC-MECH | CAT-0041 | SUB-0169 | 1027 | IMME size/duty mark — 150mm | 48.2814 | General Mechanical |  | STANDARD | ACTIVE | BC-0014
QSOR-0000816 | DISC-MECH | CAT-0041 | SUB-0170 | 1029 | IMME size/duty mark — 32 × 19mm | 19.5484 | General Mechanical |  | STANDARD | ACTIVE | BC-0014
QSOR-0000817 | DISC-MECH | CAT-0041 | SUB-0170 | 1030 | IMME size/duty mark — 40 × 32mm | 19.6509 | General Mechanical |  | STANDARD | ACTIVE | BC-0014
QSOR-0000818 | DISC-MECH | CAT-0041 | SUB-0170 | 1031 | IMME size/duty mark — 50 × 32mm | 20.129 | General Mechanical |  | STANDARD | ACTIVE | BC-0014
QSOR-0000819 | DISC-MECH | CAT-0041 | SUB-0170 | 1032 | IMME size/duty mark — 50 × 40mm | 21.2694 | General Mechanical |  | STANDARD | ACTIVE | BC-0014
QSOR-0000820 | DISC-MECH | CAT-0041 | SUB-0170 | 1033 | IMME size/duty mark — 62mm to 68mm | 28.1768 | General Mechanical |  | STANDARD | ACTIVE | BC-0014
QSOR-0000821 | DISC-MECH | CAT-0041 | SUB-0170 | 1034 | IMME size/duty mark — 75mm to 82mm | 33.3594 | General Mechanical |  | STANDARD | ACTIVE | BC-0014
QSOR-0000822 | DISC-MECH | CAT-0041 | SUB-0171 | 1036 | IMME size/duty mark — 32mm | 15.4502 | General Mechanical |  | STANDARD | ACTIVE | BC-0014
QSOR-0000823 | DISC-MECH | CAT-0041 | SUB-0171 | 1037 | IMME size/duty mark — 40mm | 16.2392 | General Mechanical |  | STANDARD | ACTIVE | BC-0014
QSOR-0000824 | DISC-MECH | CAT-0041 | SUB-0171 | 1038 | IMME size/duty mark — 50mm | 16.9186 | General Mechanical |  | STANDARD | ACTIVE | BC-0014
QSOR-0000825 | DISC-MECH | CAT-0041 | SUB-0171 | 1039 | IMME size/duty mark — 53mm | 21.8307 | General Mechanical |  | STANDARD | ACTIVE | BC-0014
QSOR-0000826 | DISC-MECH | CAT-0041 | SUB-0171 | 1040 | IMME size/duty mark — 62mm | 29.5478 | General Mechanical |  | STANDARD | ACTIVE | BC-0014
QSOR-0000827 | DISC-MECH | CAT-0041 | SUB-0171 | 1041 | IMME size/duty mark — 68mm | 31.7092 | General Mechanical |  | STANDARD | ACTIVE | BC-0014
QSOR-0000828 | DISC-MECH | CAT-0041 | SUB-0171 | 1042 | IMME size/duty mark — 75mm | 37.7558 | General Mechanical |  | STANDARD | ACTIVE | BC-0014
QSOR-0000829 | DISC-MECH | CAT-0041 | SUB-0171 | 1043 | IMME size/duty mark — 82mm | 50.8079 | General Mechanical |  | STANDARD | ACTIVE | BC-0014
QSOR-0000830 | DISC-MECH | CAT-0041 | SUB-0172 | 1045 | IMME size/duty mark — 32mm | 22.0712 | General Mechanical |  | STANDARD | ACTIVE | BC-0014
QSOR-0000831 | DISC-MECH | CAT-0041 | SUB-0172 | 1046 | IMME size/duty mark — 40mm | 23.2783 | General Mechanical |  | STANDARD | ACTIVE | BC-0014
QSOR-0000832 | DISC-MECH | CAT-0041 | SUB-0172 | 1047 | IMME size/duty mark — 50mm | 25.7813 | General Mechanical |  | STANDARD | ACTIVE | BC-0014
QSOR-0000833 | DISC-MECH | CAT-0041 | SUB-0173 | 1049 | IMME size/duty mark — 53mm | 11.6723 | General Mechanical |  | STANDARD | ACTIVE | BC-0014
QSOR-0000834 | DISC-MECH | CAT-0041 | SUB-0173 | 1050 | IMME size/duty mark — 62mm | 13.6541 | General Mechanical |  | STANDARD | ACTIVE | BC-0014
QSOR-0000835 | DISC-MECH | CAT-0041 | SUB-0173 | 1051 | IMME size/duty mark — 68mm | 14.7296 | General Mechanical |  | STANDARD | ACTIVE | BC-0014
QSOR-0000836 | DISC-MECH | CAT-0041 | SUB-0173 | 1052 | IMME size/duty mark — 75mm | 18.3144 | General Mechanical |  | STANDARD | ACTIVE | BC-0014
QSOR-0000837 | DISC-MECH | CAT-0041 | SUB-0173 | 1053 | IMME size/duty mark — 82mm | 24.3653 | General Mechanical |  | STANDARD | ACTIVE | BC-0014
QSOR-0000838 | DISC-MECH | CAT-0041 | SUB-0173 | 1054 | IMME size/duty mark — 110mm | 32.5626 | General Mechanical |  | STANDARD | ACTIVE | BC-0014
QSOR-0000839 | DISC-MECH | CAT-0041 | SUB-0174 | 1056 | IMME size/duty mark — 62mm | 46.3246 | General Mechanical |  | STANDARD | ACTIVE | BC-0014
QSOR-0000840 | DISC-MECH | CAT-0041 | SUB-0174 | 1057 | IMME size/duty mark — 68mm | 63.902 | General Mechanical |  | STANDARD | ACTIVE | BC-0014
QSOR-0000841 | DISC-MECH | CAT-0041 | SUB-0174 | 1058 | IMME size/duty mark — 75mm | 83.4213 | General Mechanical |  | STANDARD | ACTIVE | BC-0014
QSOR-0000842 | DISC-MECH | CAT-0041 | SUB-0174 | 1059 | IMME size/duty mark — 82mm | 90.8536 | General Mechanical |  | STANDARD | ACTIVE | BC-0014
QSOR-0000843 | DISC-MECH | CAT-0041 | SUB-0175 | 1061 | IMME size/duty mark — 32mm | 21.2112 | General Mechanical |  | STANDARD | ACTIVE | BC-0014
QSOR-0000844 | DISC-MECH | CAT-0041 | SUB-0175 | 1062 | IMME size/duty mark — 40mm | 21.8903 | General Mechanical |  | STANDARD | ACTIVE | BC-0014
QSOR-0000845 | DISC-MECH | CAT-0041 | SUB-0175 | 1063 | IMME size/duty mark — 50mm | 26.0833 | General Mechanical |  | STANDARD | ACTIVE | BC-0014
QSOR-0000846 | DISC-MECH | CAT-0041 | SUB-0176 | 1065 | IMME size/duty mark — 32mm | 19.0964 | General Mechanical |  | STANDARD | ACTIVE | BC-0014
QSOR-0000847 | DISC-MECH | CAT-0041 | SUB-0176 | 1066 | IMME size/duty mark — 40mm | 19.0768 | General Mechanical |  | STANDARD | ACTIVE | BC-0014
QSOR-0000848 | DISC-MECH | CAT-0041 | SUB-0177 | 1068 | IMME size/duty mark — 75mm | 14.4995 | General Mechanical |  | STANDARD | ACTIVE | BC-0014
QSOR-0000849 | DISC-MECH | CAT-0041 | SUB-0177 | 1069 | IMME size/duty mark — 100mm | 16.9713 | General Mechanical |  | STANDARD | ACTIVE | BC-0014
QSOR-0000850 | DISC-MECH | CAT-0041 | SUB-0177 | 1070 | IMME size/duty mark — 150mm | 17.4632 | General Mechanical |  | STANDARD | ACTIVE | BC-0014
QSOR-0000851 | DISC-MECH | CAT-0041 | SUB-0178 | 1072 | IMME size/duty mark — 75mm | 20.7837 | General Mechanical |  | STANDARD | ACTIVE | BC-0014
QSOR-0000852 | DISC-MECH | CAT-0041 | SUB-0178 | 1073 | IMME size/duty mark — 100mm | 24.9457 | General Mechanical |  | STANDARD | ACTIVE | BC-0014
QSOR-0000853 | DISC-MECH | CAT-0041 | SUB-0178 | 1074 | IMME size/duty mark — 150mm | 37.0359 | General Mechanical |  | STANDARD | ACTIVE | BC-0014
QSOR-0000854 | DISC-MECH | CAT-0041 | SUB-0179 | 1076 | IMME size/duty mark — 50mm | 78.8132 | General Mechanical |  | STANDARD | ACTIVE | BC-0014
QSOR-0000855 | DISC-MECH | CAT-0041 | SUB-0179 | 1077 | IMME size/duty mark — 62mm | 80.9706 | General Mechanical |  | STANDARD | ACTIVE | BC-0014
QSOR-0000856 | DISC-MECH | CAT-0041 | SUB-0179 | 1078 | IMME size/duty mark — 68mm | 108.6429 | General Mechanical |  | STANDARD | ACTIVE | BC-0014
QSOR-0000857 | DISC-MECH | CAT-0041 | SUB-0179 | 1079 | IMME size/duty mark — 75mm | 126.1103 | General Mechanical |  | STANDARD | ACTIVE | BC-0014
QSOR-0000858 | DISC-MECH | CAT-0041 | SUB-0179 | 1080 | IMME size/duty mark — 82mm | 124.2025 | General Mechanical |  | STANDARD | ACTIVE | BC-0014
QSOR-0000859 | DISC-MECH | CAT-0041 | SUB-0179 | 1081 | IMME size/duty mark — 100mm | 134.6177 | General Mechanical |  | STANDARD | ACTIVE | BC-0014
QSOR-0000860 | DISC-MECH | CAT-0041 | SUB-0179 | 1082 | IMME size/duty mark — 150mm | 160.9241 | General Mechanical |  | STANDARD | ACTIVE | BC-0014
QSOR-0000861 | DISC-MECH | CAT-0042 | SUB-0180 | 1085 | IMME size/duty mark — 32mm | 14.3434 | General Mechanical |  | STANDARD | ACTIVE | BC-0014
QSOR-0000862 | DISC-MECH | CAT-0042 | SUB-0180 | 1086 | IMME size/duty mark — 40mm | 16.5098 | General Mechanical |  | STANDARD | ACTIVE | BC-0014
QSOR-0000863 | DISC-MECH | CAT-0042 | SUB-0180 | 1087 | IMME size/duty mark — 50mm | 16.8784 | General Mechanical |  | STANDARD | ACTIVE | BC-0014
QSOR-0000864 | DISC-MECH | CAT-0042 | SUB-0180 | 1088 | IMME size/duty mark — 53mm | 34.313 | General Mechanical |  | STANDARD | ACTIVE | BC-0014
QSOR-0000865 | DISC-MECH | CAT-0042 | SUB-0180 | 1089 | IMME size/duty mark — 68mm | 35.8493 | General Mechanical |  | STANDARD | ACTIVE | BC-0014
QSOR-0000866 | DISC-MECH | CAT-0042 | SUB-0180 | 1090 | IMME size/duty mark — 75mm | 36.1407 | General Mechanical |  | STANDARD | ACTIVE | BC-0014
QSOR-0000867 | DISC-MECH | CAT-0042 | SUB-0180 | 1091 | IMME size/duty mark — 82mm | 39.2311 | General Mechanical |  | STANDARD | ACTIVE | BC-0014
QSOR-0000868 | DISC-MECH | CAT-0042 | SUB-0180 | 1092 | IMME size/duty mark — 100mm | 44.7343 | General Mechanical |  | STANDARD | ACTIVE | BC-0014
QSOR-0000869 | DISC-MECH | CAT-0042 | SUB-0180 | 1093 | IMME size/duty mark — 150mm | 54.1623 | General Mechanical |  | STANDARD | ACTIVE | BC-0014
QSOR-0000870 | DISC-MECH | CAT-0042 | SUB-0181 | 1095 | IMME size/duty mark — 62mm | 41.3685 | General Mechanical |  | STANDARD | ACTIVE | BC-0014
QSOR-0000871 | DISC-MECH | CAT-0042 | SUB-0181 | 1096 | IMME size/duty mark — 75mm | 43.0831 | General Mechanical |  | STANDARD | ACTIVE | BC-0014
QSOR-0000872 | DISC-MECH | CAT-0042 | SUB-0181 | 1097 | IMME size/duty mark — 82mm | 62.8491 | General Mechanical |  | STANDARD | ACTIVE | BC-0014
QSOR-0000873 | DISC-MECH | CAT-0042 | SUB-0182 | 1099 | IMME size/duty mark — 32mm | 6.6084 | General Mechanical |  | STANDARD | ACTIVE | BC-0014
QSOR-0000874 | DISC-MECH | CAT-0042 | SUB-0182 | 1100 | IMME size/duty mark — 40mm | 8.571 | General Mechanical |  | STANDARD | ACTIVE | BC-0014
QSOR-0000875 | DISC-MECH | CAT-0042 | SUB-0182 | 1101 | IMME size/duty mark — 50mm | 7.5973 | General Mechanical |  | STANDARD | ACTIVE | BC-0014
QSOR-0000876 | DISC-MECH | CAT-0042 | SUB-0182 | 1102 | IMME size/duty mark — 53mm | 12.3114 | General Mechanical |  | STANDARD | ACTIVE | BC-0014
QSOR-0000877 | DISC-MECH | CAT-0042 | SUB-0182 | 1103 | IMME size/duty mark — 68mm | 14.5332 | General Mechanical |  | STANDARD | ACTIVE | BC-0014
QSOR-0000878 | DISC-MECH | CAT-0042 | SUB-0182 | 1104 | IMME size/duty mark — 75mm | 14.9906 | General Mechanical |  | STANDARD | ACTIVE | BC-0014
QSOR-0000879 | DISC-MECH | CAT-0042 | SUB-0182 | 1105 | IMME size/duty mark — 82mm | 16.5219 | General Mechanical |  | STANDARD | ACTIVE | BC-0014
QSOR-0000880 | DISC-MECH | CAT-0042 | SUB-0182 | 1106 | IMME size/duty mark — 100mm | 17.8685 | General Mechanical |  | STANDARD | ACTIVE | BC-0014
QSOR-0000881 | DISC-MECH | CAT-0042 | SUB-0182 | 1107 | IMME size/duty mark — 150mm | 19.5119 | General Mechanical |  | STANDARD | ACTIVE | BC-0014
QSOR-0000882 | DISC-MECH | CAT-0042 | SUB-0183 | 1109 | IMME size/duty mark — 32mm | 12.8534 | General Mechanical |  | STANDARD | ACTIVE | BC-0014
QSOR-0000883 | DISC-MECH | CAT-0042 | SUB-0183 | 1110 | IMME size/duty mark — 40mm | 12.9401 | General Mechanical |  | STANDARD | ACTIVE | BC-0014
QSOR-0000884 | DISC-MECH | CAT-0042 | SUB-0183 | 1111 | IMME size/duty mark — 50mm | 17.6046 | General Mechanical |  | STANDARD | ACTIVE | BC-0014
QSOR-0000885 | DISC-MECH | CAT-0042 | SUB-0184 | 1113 | IMME size/duty mark — 32mm | 16.0921 | General Mechanical |  | STANDARD | ACTIVE | BC-0014
QSOR-0000886 | DISC-MECH | CAT-0042 | SUB-0184 | 1114 | IMME size/duty mark — 40mm | 17.0624 | General Mechanical |  | STANDARD | ACTIVE | BC-0014
QSOR-0000887 | DISC-MECH | CAT-0042 | SUB-0184 | 1115 | IMME size/duty mark — 50mm | 19.1942 | General Mechanical |  | STANDARD | ACTIVE | BC-0014
QSOR-0000888 | DISC-MECH | CAT-0042 | SUB-0184 | 1116 | IMME size/duty mark — 62mm | 22.1417 | General Mechanical |  | STANDARD | ACTIVE | BC-0014
QSOR-0000889 | DISC-MECH | CAT-0042 | SUB-0184 | 1117 | IMME size/duty mark — 75mm | 24.738 | General Mechanical |  | STANDARD | ACTIVE | BC-0014
QSOR-0000890 | DISC-MECH | CAT-0042 | SUB-0184 | 1118 | IMME size/duty mark — 82mm | 29.575 | General Mechanical |  | STANDARD | ACTIVE | BC-0014
QSOR-0000891 | DISC-MECH | CAT-0042 | SUB-0185 | 1120 | IMME size/duty mark — 32mm | 25.32 | General Mechanical |  | STANDARD | ACTIVE | BC-0014
QSOR-0000892 | DISC-MECH | CAT-0042 | SUB-0185 | 1121 | IMME size/duty mark — 40mm | 28.8176 | General Mechanical |  | STANDARD | ACTIVE | BC-0014
QSOR-0000893 | DISC-MECH | CAT-0042 | SUB-0185 | 1122 | IMME size/duty mark — 50mm | 31.2965 | General Mechanical |  | STANDARD | ACTIVE | BC-0014
QSOR-0000894 | DISC-MECH | CAT-0042 | SUB-0185 | 1123 | IMME size/duty mark — 75mm | 34.7757 | General Mechanical |  | STANDARD | ACTIVE | BC-0014
QSOR-0000895 | DISC-MECH | CAT-0042 | SUB-0185 | 1124 | IMME size/duty mark — 100mm | 36.5849 | General Mechanical |  | STANDARD | ACTIVE | BC-0014
QSOR-0000896 | DISC-MECH | CAT-0042 | SUB-0185 | 1125 | IMME size/duty mark — 150mm | 39.6667 | General Mechanical |  | STANDARD | ACTIVE | BC-0014
QSOR-0000897 | DISC-MECH | CAT-0042 | SUB-0186 | 1127 | IMME size/duty mark — 32 × 19mm | 16.3148 | General Mechanical |  | STANDARD | ACTIVE | BC-0014
QSOR-0000898 | DISC-MECH | CAT-0042 | SUB-0186 | 1128 | IMME size/duty mark — 40 × 32mm | 17.6153 | General Mechanical |  | STANDARD | ACTIVE | BC-0014
QSOR-0000899 | DISC-MECH | CAT-0042 | SUB-0186 | 1129 | IMME size/duty mark — 50 × 32mm | 18.9403 | General Mechanical |  | STANDARD | ACTIVE | BC-0014
QSOR-0000900 | DISC-MECH | CAT-0042 | SUB-0186 | 1130 | IMME size/duty mark — 50 × 40mm | 19.9549 | General Mechanical |  | STANDARD | ACTIVE | BC-0014
QSOR-0000901 | DISC-MECH | CAT-0042 | SUB-0186 | 1131 | IMME size/duty mark — 62mm to 68mm | 25.8294 | General Mechanical |  | STANDARD | ACTIVE | BC-0014
QSOR-0000902 | DISC-MECH | CAT-0042 | SUB-0186 | 1132 | IMME size/duty mark — 75mm to 82mm | 30.4017 | General Mechanical |  | STANDARD | ACTIVE | BC-0014
QSOR-0000903 | DISC-MECH | CAT-0042 | SUB-0187 | 1134 | IMME size/duty mark — 32mm | 14.8847 | General Mechanical |  | STANDARD | ACTIVE | BC-0014
QSOR-0000904 | DISC-MECH | CAT-0042 | SUB-0187 | 1135 | IMME size/duty mark — 40mm | 15.5826 | General Mechanical |  | STANDARD | ACTIVE | BC-0014
QSOR-0000905 | DISC-MECH | CAT-0042 | SUB-0187 | 1136 | IMME size/duty mark — 50mm | 16.3632 | General Mechanical |  | STANDARD | ACTIVE | BC-0014
QSOR-0000906 | DISC-MECH | CAT-0042 | SUB-0187 | 1137 | IMME size/duty mark — 53mm | 20.2933 | General Mechanical |  | STANDARD | ACTIVE | BC-0014
QSOR-0000907 | DISC-MECH | CAT-0042 | SUB-0187 | 1138 | IMME size/duty mark — 62mm | 26.8431 | General Mechanical |  | STANDARD | ACTIVE | BC-0014
QSOR-0000908 | DISC-MECH | CAT-0042 | SUB-0187 | 1139 | IMME size/duty mark — 68mm | 30.2527 | General Mechanical |  | STANDARD | ACTIVE | BC-0014
QSOR-0000909 | DISC-MECH | CAT-0042 | SUB-0187 | 1140 | IMME size/duty mark — 75mm | 34.5477 | General Mechanical |  | STANDARD | ACTIVE | BC-0014
QSOR-0000910 | DISC-MECH | CAT-0042 | SUB-0187 | 1141 | IMME size/duty mark — 82mm | 47.4609 | General Mechanical |  | STANDARD | ACTIVE | BC-0014
QSOR-0000911 | DISC-MECH | CAT-0042 | SUB-0188 | 1143 | IMME size/duty mark — 32mm | 20.7062 | General Mechanical |  | STANDARD | ACTIVE | BC-0014
QSOR-0000912 | DISC-MECH | CAT-0042 | SUB-0188 | 1144 | IMME size/duty mark — 40mm | 21.8337 | General Mechanical |  | STANDARD | ACTIVE | BC-0014
QSOR-0000913 | DISC-MECH | CAT-0042 | SUB-0188 | 1145 | IMME size/duty mark — 50mm | 22.8578 | General Mechanical |  | STANDARD | ACTIVE | BC-0014
QSOR-0000914 | DISC-MECH | CAT-0042 | SUB-0189 | 1147 | IMME size/duty mark — 53mm | 11.1863 | General Mechanical |  | STANDARD | ACTIVE | BC-0014
QSOR-0000915 | DISC-MECH | CAT-0042 | SUB-0189 | 1148 | IMME size/duty mark — 62mm | 11.3797 | General Mechanical |  | STANDARD | ACTIVE | BC-0014
QSOR-0000916 | DISC-MECH | CAT-0042 | SUB-0189 | 1149 | IMME size/duty mark — 68mm | 14.0326 | General Mechanical |  | STANDARD | ACTIVE | BC-0014
QSOR-0000917 | DISC-MECH | CAT-0042 | SUB-0189 | 1150 | IMME size/duty mark — 75mm | 17.2009 | General Mechanical |  | STANDARD | ACTIVE | BC-0014
QSOR-0000918 | DISC-MECH | CAT-0042 | SUB-0189 | 1151 | IMME size/duty mark — 82mm | 23.1948 | General Mechanical |  | STANDARD | ACTIVE | BC-0014
QSOR-0000919 | DISC-MECH | CAT-0042 | SUB-0189 | 1152 | IMME size/duty mark — 110mm | 30.7107 | General Mechanical |  | STANDARD | ACTIVE | BC-0014
QSOR-0000920 | DISC-MECH | CAT-0042 | SUB-0190 | 1154 | IMME size/duty mark — 62mm | 42.3213 | General Mechanical |  | STANDARD | ACTIVE | BC-0014
QSOR-0000921 | DISC-MECH | CAT-0042 | SUB-0190 | 1155 | IMME size/duty mark — 68mm | 59.8118 | General Mechanical |  | STANDARD | ACTIVE | BC-0014
QSOR-0000922 | DISC-MECH | CAT-0042 | SUB-0190 | 1156 | IMME size/duty mark — 75mm | 78.021 | General Mechanical |  | STANDARD | ACTIVE | BC-0014
QSOR-0000923 | DISC-MECH | CAT-0042 | SUB-0190 | 1157 | IMME size/duty mark — 82mm | 88.196 | General Mechanical |  | STANDARD | ACTIVE | BC-0014
QSOR-0000924 | DISC-MECH | CAT-0042 | SUB-0191 | 1159 | IMME size/duty mark — 32mm | 20.0062 | General Mechanical |  | STANDARD | ACTIVE | BC-0014
QSOR-0000925 | DISC-MECH | CAT-0042 | SUB-0191 | 1160 | IMME size/duty mark — 40mm | 20.5536 | General Mechanical |  | STANDARD | ACTIVE | BC-0014
QSOR-0000926 | DISC-MECH | CAT-0042 | SUB-0191 | 1161 | IMME size/duty mark — 50mm | 24.3671 | General Mechanical |  | STANDARD | ACTIVE | BC-0014
QSOR-0000927 | DISC-MECH | CAT-0042 | SUB-0192 | 1163 | IMME size/duty mark — 32mm | 17.9072 | General Mechanical |  | STANDARD | ACTIVE | BC-0014
QSOR-0000928 | DISC-MECH | CAT-0042 | SUB-0192 | 1164 | IMME size/duty mark — 40mm | 17.9683 | General Mechanical |  | STANDARD | ACTIVE | BC-0014
QSOR-0000929 | DISC-MECH | CAT-0042 | SUB-0193 | 1166 | IMME size/duty mark — 75mm | 14.268 | General Mechanical |  | STANDARD | ACTIVE | BC-0014
QSOR-0000930 | DISC-MECH | CAT-0042 | SUB-0193 | 1167 | IMME size/duty mark — 100mm | 16.6971 | General Mechanical |  | STANDARD | ACTIVE | BC-0014
QSOR-0000931 | DISC-MECH | CAT-0042 | SUB-0193 | 1168 | IMME size/duty mark — 150mm | 17.1496 | General Mechanical |  | STANDARD | ACTIVE | BC-0014
QSOR-0000932 | DISC-MECH | CAT-0042 | SUB-0194 | 1170 | IMME size/duty mark — 75mm | 20.2065 | General Mechanical |  | STANDARD | ACTIVE | BC-0014
QSOR-0000933 | DISC-MECH | CAT-0042 | SUB-0194 | 1171 | IMME size/duty mark — 100mm | 23.9962 | General Mechanical |  | STANDARD | ACTIVE | BC-0014
QSOR-0000934 | DISC-MECH | CAT-0042 | SUB-0194 | 1172 | IMME size/duty mark — 150mm | 34.7687 | General Mechanical |  | STANDARD | ACTIVE | BC-0014
QSOR-0000935 | DISC-MECH | CAT-0042 | SUB-0195 | 1174 | IMME size/duty mark — 50mm | 74.5244 | General Mechanical |  | STANDARD | ACTIVE | BC-0014
QSOR-0000936 | DISC-MECH | CAT-0042 | SUB-0195 | 1175 | IMME size/duty mark — 62mm | 76.0768 | General Mechanical |  | STANDARD | ACTIVE | BC-0014
QSOR-0000937 | DISC-MECH | CAT-0042 | SUB-0195 | 1176 | IMME size/duty mark — 68mm | 101.1769 | General Mechanical |  | STANDARD | ACTIVE | BC-0014
QSOR-0000938 | DISC-MECH | CAT-0042 | SUB-0195 | 1177 | IMME size/duty mark — 75mm | 111.0486 | General Mechanical |  | STANDARD | ACTIVE | BC-0014
QSOR-0000939 | DISC-MECH | CAT-0042 | SUB-0195 | 1178 | IMME size/duty mark — 82mm | 113.7207 | General Mechanical |  | STANDARD | ACTIVE | BC-0014
QSOR-0000940 | DISC-MECH | CAT-0042 | SUB-0195 | 1179 | IMME size/duty mark — 100mm | 118.3486 | General Mechanical |  | STANDARD | ACTIVE | BC-0014
QSOR-0000941 | DISC-MECH | CAT-0042 | SUB-0195 | 1180 | IMME size/duty mark — 150mm | 142.1543 | General Mechanical |  | STANDARD | ACTIVE | BC-0014
QSOR-0000942 | DISC-MECH | CAT-0043 | SUB-0196 | 1183 | IMME size/duty mark — 32mm | 11.4739 | General Mechanical |  | STANDARD | ACTIVE | BC-0014
QSOR-0000943 | DISC-MECH | CAT-0043 | SUB-0196 | 1184 | IMME size/duty mark — 40mm | 17.214 | General Mechanical |  | STANDARD | ACTIVE | BC-0014
QSOR-0000944 | DISC-MECH | CAT-0043 | SUB-0196 | 1185 | IMME size/duty mark — 50mm | 23.1102 | General Mechanical |  | STANDARD | ACTIVE | BC-0014
QSOR-0000945 | DISC-MECH | CAT-0043 | SUB-0196 | 1186 | IMME size/duty mark — 53mm | 39.3901 | General Mechanical |  | STANDARD | ACTIVE | BC-0014
QSOR-0000946 | DISC-MECH | CAT-0043 | SUB-0196 | 1187 | IMME size/duty mark — 68mm | 41.9253 | General Mechanical |  | STANDARD | ACTIVE | BC-0014
QSOR-0000947 | DISC-MECH | CAT-0043 | SUB-0196 | 1188 | IMME size/duty mark — 75mm | 43.7992 | General Mechanical |  | STANDARD | ACTIVE | BC-0014
QSOR-0000948 | DISC-MECH | CAT-0043 | SUB-0196 | 1189 | IMME size/duty mark — 82mm | 47.616 | General Mechanical |  | STANDARD | ACTIVE | BC-0014
QSOR-0000949 | DISC-MECH | CAT-0043 | SUB-0196 | 1190 | IMME size/duty mark — 100mm | 55.5764 | General Mechanical |  | STANDARD | ACTIVE | BC-0014
QSOR-0000950 | DISC-MECH | CAT-0043 | SUB-0196 | 1191 | IMME size/duty mark — 150mm | 66.7053 | General Mechanical |  | STANDARD | ACTIVE | BC-0014
QSOR-0000951 | DISC-MECH | CAT-0043 | SUB-0197 | 1193 | IMME size/duty mark — 62mm | 41.9561 | General Mechanical |  | STANDARD | ACTIVE | BC-0014
QSOR-0000952 | DISC-MECH | CAT-0043 | SUB-0197 | 1194 | IMME size/duty mark — 75mm | 44.0494 | General Mechanical |  | STANDARD | ACTIVE | BC-0014
QSOR-0000953 | DISC-MECH | CAT-0043 | SUB-0197 | 1195 | IMME size/duty mark — 82mm | 56.8823 | General Mechanical |  | STANDARD | ACTIVE | BC-0014
QSOR-0000954 | DISC-MECH | CAT-0043 | SUB-0198 | 1197 | IMME size/duty mark — 32mm | 7.7055 | General Mechanical |  | STANDARD | ACTIVE | BC-0014
QSOR-0000955 | DISC-MECH | CAT-0043 | SUB-0198 | 1198 | IMME size/duty mark — 40mm | 11.2293 | General Mechanical |  | STANDARD | ACTIVE | BC-0014
QSOR-0000956 | DISC-MECH | CAT-0043 | SUB-0198 | 1199 | IMME size/duty mark — 50mm | 16.4708 | General Mechanical |  | STANDARD | ACTIVE | BC-0014
QSOR-0000957 | DISC-MECH | CAT-0043 | SUB-0198 | 1200 | IMME size/duty mark — 53mm | 19.1041 | General Mechanical |  | STANDARD | ACTIVE | BC-0014
QSOR-0000958 | DISC-MECH | CAT-0043 | SUB-0198 | 1201 | IMME size/duty mark — 68mm | 20.8721 | General Mechanical |  | STANDARD | ACTIVE | BC-0014
QSOR-0000959 | DISC-MECH | CAT-0043 | SUB-0198 | 1202 | IMME size/duty mark — 75mm | 23.4633 | General Mechanical |  | STANDARD | ACTIVE | BC-0014
QSOR-0000960 | DISC-MECH | CAT-0043 | SUB-0198 | 1203 | IMME size/duty mark — 82mm | 24.9243 | General Mechanical |  | STANDARD | ACTIVE | BC-0014
QSOR-0000961 | DISC-MECH | CAT-0043 | SUB-0198 | 1204 | IMME size/duty mark — 100mm | 27.7044 | General Mechanical |  | STANDARD | ACTIVE | BC-0014
QSOR-0000962 | DISC-MECH | CAT-0043 | SUB-0198 | 1205 | IMME size/duty mark — 150mm | 30.9659 | General Mechanical |  | STANDARD | ACTIVE | BC-0014
QSOR-0000963 | DISC-MECH | CAT-0043 | SUB-0199 | 1207 | IMME size/duty mark — 32mm | 16.8631 | General Mechanical |  | STANDARD | ACTIVE | BC-0014
QSOR-0000964 | DISC-MECH | CAT-0043 | SUB-0199 | 1208 | IMME size/duty mark — 40mm | 16.872 | General Mechanical |  | STANDARD | ACTIVE | BC-0014
QSOR-0000965 | DISC-MECH | CAT-0043 | SUB-0199 | 1209 | IMME size/duty mark — 50mm | 23.084 | General Mechanical |  | STANDARD | ACTIVE | BC-0014
QSOR-0000966 | DISC-MECH | CAT-0043 | SUB-0200 | 1211 | IMME size/duty mark — 32mm | 22.4183 | General Mechanical |  | STANDARD | ACTIVE | BC-0014
QSOR-0000967 | DISC-MECH | CAT-0043 | SUB-0200 | 1212 | IMME size/duty mark — 40mm | 24.3716 | General Mechanical |  | STANDARD | ACTIVE | BC-0014
QSOR-0000968 | DISC-MECH | CAT-0043 | SUB-0200 | 1213 | IMME size/duty mark — 50mm | 30.911 | General Mechanical |  | STANDARD | ACTIVE | BC-0014
QSOR-0000969 | DISC-MECH | CAT-0043 | SUB-0200 | 1214 | IMME size/duty mark — 62mm | 41.3911 | General Mechanical |  | STANDARD | ACTIVE | BC-0014
QSOR-0000970 | DISC-MECH | CAT-0043 | SUB-0200 | 1215 | IMME size/duty mark — 75mm | 45.5527 | General Mechanical |  | STANDARD | ACTIVE | BC-0014
QSOR-0000971 | DISC-MECH | CAT-0043 | SUB-0200 | 1216 | IMME size/duty mark — 82mm | 49.7955 | General Mechanical |  | STANDARD | ACTIVE | BC-0014
QSOR-0000972 | DISC-MECH | CAT-0043 | SUB-0201 | 1218 | IMME size/duty mark — 32mm | 31.0031 | General Mechanical |  | STANDARD | ACTIVE | BC-0014
QSOR-0000973 | DISC-MECH | CAT-0043 | SUB-0201 | 1219 | IMME size/duty mark — 40mm | 34.7478 | General Mechanical |  | STANDARD | ACTIVE | BC-0014
QSOR-0000974 | DISC-MECH | CAT-0043 | SUB-0201 | 1220 | IMME size/duty mark — 50mm | 37.8675 | General Mechanical |  | STANDARD | ACTIVE | BC-0014
QSOR-0000975 | DISC-MECH | CAT-0043 | SUB-0201 | 1221 | IMME size/duty mark — 75mm | 40.81 | General Mechanical |  | STANDARD | ACTIVE | BC-0014
QSOR-0000976 | DISC-MECH | CAT-0043 | SUB-0201 | 1222 | IMME size/duty mark — 100mm | 44.3831 | General Mechanical |  | STANDARD | ACTIVE | BC-0014
QSOR-0000977 | DISC-MECH | CAT-0043 | SUB-0201 | 1223 | IMME size/duty mark — 150mm | 46.0036 | General Mechanical |  | STANDARD | ACTIVE | BC-0014
QSOR-0000978 | DISC-MECH | CAT-0043 | SUB-0202 | 1225 | IMME size/duty mark — 32 × 19mm | 25.2018 | General Mechanical |  | STANDARD | ACTIVE | BC-0014
QSOR-0000979 | DISC-MECH | CAT-0043 | SUB-0202 | 1226 | IMME size/duty mark — 40 × 32mm | 28.3383 | General Mechanical |  | STANDARD | ACTIVE | BC-0014
QSOR-0000980 | DISC-MECH | CAT-0043 | SUB-0202 | 1227 | IMME size/duty mark — 50 × 32mm | 29.9272 | General Mechanical |  | STANDARD | ACTIVE | BC-0014
QSOR-0000981 | DISC-MECH | CAT-0043 | SUB-0202 | 1228 | IMME size/duty mark — 50 × 40mm | 34.367 | General Mechanical |  | STANDARD | ACTIVE | BC-0014
QSOR-0000982 | DISC-MECH | CAT-0043 | SUB-0202 | 1229 | IMME size/duty mark — 62mm to 68mm | 46.4769 | General Mechanical |  | STANDARD | ACTIVE | BC-0014
QSOR-0000983 | DISC-MECH | CAT-0043 | SUB-0202 | 1230 | IMME size/duty mark — 75mm to 82mm | 55.3921 | General Mechanical |  | STANDARD | ACTIVE | BC-0014
QSOR-0000984 | DISC-MECH | CAT-0043 | SUB-0203 | 1232 | IMME size/duty mark — 32mm | 15.3489 | General Mechanical |  | STANDARD | ACTIVE | BC-0014
QSOR-0000985 | DISC-MECH | CAT-0043 | SUB-0203 | 1233 | IMME size/duty mark — 40mm | 16.016 | General Mechanical |  | STANDARD | ACTIVE | BC-0014
QSOR-0000986 | DISC-MECH | CAT-0043 | SUB-0203 | 1234 | IMME size/duty mark — 50mm | 21.5446 | General Mechanical |  | STANDARD | ACTIVE | BC-0014
QSOR-0000987 | DISC-MECH | CAT-0043 | SUB-0203 | 1235 | IMME size/duty mark — 53mm | 28.9909 | General Mechanical |  | STANDARD | ACTIVE | BC-0014
QSOR-0000988 | DISC-MECH | CAT-0043 | SUB-0203 | 1236 | IMME size/duty mark — 62mm | 36.9766 | General Mechanical |  | STANDARD | ACTIVE | BC-0014
QSOR-0000989 | DISC-MECH | CAT-0043 | SUB-0203 | 1237 | IMME size/duty mark — 68mm | 39.7972 | General Mechanical |  | STANDARD | ACTIVE | BC-0014
QSOR-0000990 | DISC-MECH | CAT-0043 | SUB-0203 | 1238 | IMME size/duty mark — 75mm | 62.8339 | General Mechanical |  | STANDARD | ACTIVE | BC-0014
QSOR-0000991 | DISC-MECH | CAT-0043 | SUB-0203 | 1239 | IMME size/duty mark — 82mm | 68.9491 | General Mechanical |  | STANDARD | ACTIVE | BC-0014
QSOR-0000992 | DISC-MECH | CAT-0043 | SUB-0204 | 1241 | IMME size/duty mark — 32mm | 21.7214 | General Mechanical |  | STANDARD | ACTIVE | BC-0014
QSOR-0000993 | DISC-MECH | CAT-0043 | SUB-0204 | 1242 | IMME size/duty mark — 40mm | 22.7022 | General Mechanical |  | STANDARD | ACTIVE | BC-0014
QSOR-0000994 | DISC-MECH | CAT-0043 | SUB-0204 | 1243 | IMME size/duty mark — 50mm | 27.8722 | General Mechanical |  | STANDARD | ACTIVE | BC-0014
QSOR-0000995 | DISC-MECH | CAT-0043 | SUB-0205 | 1245 | IMME size/duty mark — 53mm | 11.9023 | General Mechanical |  | STANDARD | ACTIVE | BC-0014
QSOR-0000996 | DISC-MECH | CAT-0043 | SUB-0205 | 1246 | IMME size/duty mark — 62mm | 13.9433 | General Mechanical |  | STANDARD | ACTIVE | BC-0014
QSOR-0000997 | DISC-MECH | CAT-0043 | SUB-0205 | 1247 | IMME size/duty mark — 68mm | 14.73 | General Mechanical |  | STANDARD | ACTIVE | BC-0014
QSOR-0000998 | DISC-MECH | CAT-0043 | SUB-0205 | 1248 | IMME size/duty mark — 75mm | 17.4945 | General Mechanical |  | STANDARD | ACTIVE | BC-0014
QSOR-0000999 | DISC-MECH | CAT-0043 | SUB-0205 | 1249 | IMME size/duty mark — 82mm | 21.1278 | General Mechanical |  | STANDARD | ACTIVE | BC-0014
QSOR-0001000 | DISC-MECH | CAT-0043 | SUB-0205 | 1250 | IMME size/duty mark — 110mm | 33.2227 | General Mechanical |  | STANDARD | ACTIVE | BC-0014
QSOR-0001001 | DISC-MECH | CAT-0043 | SUB-0206 | 1252 | IMME size/duty mark — 62mm | 77.9103 | General Mechanical |  | STANDARD | ACTIVE | BC-0014
QSOR-0001002 | DISC-MECH | CAT-0043 | SUB-0206 | 1253 | IMME size/duty mark — 68mm | 85.1348 | General Mechanical |  | STANDARD | ACTIVE | BC-0014
QSOR-0001003 | DISC-MECH | CAT-0043 | SUB-0206 | 1254 | IMME size/duty mark — 75mm | 94.0006 | General Mechanical |  | STANDARD | ACTIVE | BC-0014
QSOR-0001004 | DISC-MECH | CAT-0043 | SUB-0206 | 1255 | IMME size/duty mark — 82mm | 102.903 | General Mechanical |  | STANDARD | ACTIVE | BC-0014
QSOR-0001005 | DISC-MECH | CAT-0043 | SUB-0207 | 1257 | IMME size/duty mark — 32mm | 26.0612 | General Mechanical |  | STANDARD | ACTIVE | BC-0014
QSOR-0001006 | DISC-MECH | CAT-0043 | SUB-0207 | 1258 | IMME size/duty mark — 40mm | 26.9481 | General Mechanical |  | STANDARD | ACTIVE | BC-0014
QSOR-0001007 | DISC-MECH | CAT-0043 | SUB-0207 | 1259 | IMME size/duty mark — 50mm | 31.9221 | General Mechanical |  | STANDARD | ACTIVE | BC-0014
QSOR-0001008 | DISC-MECH | CAT-0043 | SUB-0208 | 1261 | IMME size/duty mark — 32mm | 23.1694 | General Mechanical |  | STANDARD | ACTIVE | BC-0014
QSOR-0001009 | DISC-MECH | CAT-0043 | SUB-0208 | 1262 | IMME size/duty mark — 40mm | 25.3106 | General Mechanical |  | STANDARD | ACTIVE | BC-0014
QSOR-0001010 | DISC-MECH | CAT-0043 | SUB-0209 | 1264 | IMME size/duty mark — 75mm | 15.574 | General Mechanical |  | STANDARD | ACTIVE | BC-0014
QSOR-0001011 | DISC-MECH | CAT-0043 | SUB-0209 | 1265 | IMME size/duty mark — 100mm | 17.9058 | General Mechanical |  | STANDARD | ACTIVE | BC-0014
QSOR-0001012 | DISC-MECH | CAT-0043 | SUB-0209 | 1266 | IMME size/duty mark — 150mm | 18.4191 | General Mechanical |  | STANDARD | ACTIVE | BC-0014
QSOR-0001013 | DISC-MECH | CAT-0043 | SUB-0210 | 1268 | IMME size/duty mark — 75mm | 21.7747 | General Mechanical |  | STANDARD | ACTIVE | BC-0014
QSOR-0001014 | DISC-MECH | CAT-0043 | SUB-0210 | 1269 | IMME size/duty mark — 100mm | 25.803 | General Mechanical |  | STANDARD | ACTIVE | BC-0014
QSOR-0001015 | DISC-MECH | CAT-0043 | SUB-0210 | 1270 | IMME size/duty mark — 150mm | 41.2925 | General Mechanical |  | STANDARD | ACTIVE | BC-0014
QSOR-0001016 | DISC-MECH | CAT-0043 | SUB-0211 | 1272 | IMME size/duty mark — 50mm | 85.4677 | General Mechanical |  | STANDARD | ACTIVE | BC-0014
QSOR-0001017 | DISC-MECH | CAT-0043 | SUB-0211 | 1273 | IMME size/duty mark — 62mm | 93.8557 | General Mechanical |  | STANDARD | ACTIVE | BC-0014
QSOR-0001018 | DISC-MECH | CAT-0043 | SUB-0211 | 1274 | IMME size/duty mark — 68mm | 102.9349 | General Mechanical |  | STANDARD | ACTIVE | BC-0014
QSOR-0001019 | DISC-MECH | CAT-0043 | SUB-0211 | 1275 | IMME size/duty mark — 75mm | 113.3359 | General Mechanical |  | STANDARD | ACTIVE | BC-0014
QSOR-0001020 | DISC-MECH | CAT-0043 | SUB-0211 | 1276 | IMME size/duty mark — 82mm | 113.1906 | General Mechanical |  | STANDARD | ACTIVE | BC-0014
QSOR-0001021 | DISC-MECH | CAT-0043 | SUB-0211 | 1277 | IMME size/duty mark — 100mm | 149.3397 | General Mechanical |  | STANDARD | ACTIVE | BC-0014
QSOR-0001022 | DISC-MECH | CAT-0043 | SUB-0211 | 1278 | IMME size/duty mark — 150mm | 178.3834 | General Mechanical |  | STANDARD | ACTIVE | BC-0014
QSOR-0001023 | DISC-MECH | CAT-0044 | SUB-0212 | 1281 | IMME size/duty mark — 50mm | 56.6375 | General Mechanical |  | STANDARD | ACTIVE | BC-0014
QSOR-0001024 | DISC-MECH | CAT-0044 | SUB-0212 | 1282 | IMME size/duty mark — 75mm | 68.2447 | General Mechanical |  | STANDARD | ACTIVE | BC-0014
QSOR-0001025 | DISC-MECH | CAT-0044 | SUB-0212 | 1283 | IMME size/duty mark — 100mm | 91.5955 | General Mechanical |  | STANDARD | ACTIVE | BC-0014
QSOR-0001026 | DISC-MECH | CAT-0044 | SUB-0212 | 1284 | IMME size/duty mark — 125mm | 123.3136 | General Mechanical |  | STANDARD | ACTIVE | BC-0014
QSOR-0001027 | DISC-MECH | CAT-0044 | SUB-0212 | 1285 | IMME size/duty mark — 150mm | 148.0577 | General Mechanical |  | STANDARD | ACTIVE | BC-0014
QSOR-0001028 | DISC-MECH | CAT-0044 | SUB-0212 | 1286 | IMME size/duty mark — 200mm | 245.8324 | General Mechanical |  | STANDARD | ACTIVE | BC-0014
QSOR-0001029 | DISC-MECH | CAT-0044 | SUB-0212 | 1287 | IMME size/duty mark — 250mm | 330.22 | General Mechanical |  | STANDARD | ACTIVE | BC-0014
QSOR-0001030 | DISC-MECH | CAT-0044 | SUB-0212 | 1288 | IMME size/duty mark — 300mm | 408.8124 | General Mechanical |  | STANDARD | ACTIVE | BC-0014
QSOR-0001031 | DISC-MECH | CAT-0044 | SUB-0213 | 1290 | IMME size/duty mark — 50mm | 40.0756 | General Mechanical |  | STANDARD | ACTIVE | BC-0014
QSOR-0001032 | DISC-MECH | CAT-0044 | SUB-0213 | 1291 | IMME size/duty mark — 75mm | 44.06 | General Mechanical |  | STANDARD | ACTIVE | BC-0014
QSOR-0001033 | DISC-MECH | CAT-0044 | SUB-0213 | 1292 | IMME size/duty mark — 100mm | 55.7527 | General Mechanical |  | STANDARD | ACTIVE | BC-0014
QSOR-0001034 | DISC-MECH | CAT-0044 | SUB-0213 | 1293 | IMME size/duty mark — 150mm | 97.4293 | General Mechanical |  | STANDARD | ACTIVE | BC-0014
QSOR-0001035 | DISC-MECH | CAT-0044 | SUB-0213 | 1294 | IMME size/duty mark — 200mm | 207.1199 | General Mechanical |  | STANDARD | ACTIVE | BC-0014
QSOR-0001036 | DISC-MECH | CAT-0044 | SUB-0214 | 1296 | IMME size/duty mark — 50mm | 20.4879 | General Mechanical |  | STANDARD | ACTIVE | BC-0014
QSOR-0001037 | DISC-MECH | CAT-0044 | SUB-0214 | 1297 | IMME size/duty mark — 75mm | 26.0696 | General Mechanical |  | STANDARD | ACTIVE | BC-0014
QSOR-0001038 | DISC-MECH | CAT-0044 | SUB-0214 | 1298 | IMME size/duty mark — 100mm | 26.3324 | General Mechanical |  | STANDARD | ACTIVE | BC-0014
QSOR-0001039 | DISC-MECH | CAT-0044 | SUB-0214 | 1299 | IMME size/duty mark — 150mm | 35.8182 | General Mechanical |  | STANDARD | ACTIVE | BC-0014
QSOR-0001040 | DISC-MECH | CAT-0044 | SUB-0215 | 1301 | IMME size/duty mark — 70mm | 84.0835 | General Mechanical |  | STANDARD | ACTIVE | BC-0014
QSOR-0001041 | DISC-MECH | CAT-0044 | SUB-0215 | 1302 | IMME size/duty mark — 100mm | 103.2214 | General Mechanical |  | STANDARD | ACTIVE | BC-0014
QSOR-0001042 | DISC-MECH | CAT-0044 | SUB-0215 | 1303 | IMME size/duty mark — 125mm | 113.5126 | General Mechanical |  | STANDARD | ACTIVE | BC-0014
QSOR-0001043 | DISC-MECH | CAT-0044 | SUB-0215 | 1304 | IMME size/duty mark — 150mm | 144.8539 | General Mechanical |  | STANDARD | ACTIVE | BC-0014
QSOR-0001044 | DISC-MECH | CAT-0044 | SUB-0216 | 1306 | IMME size/duty mark — 50mm | 24.6479 | General Mechanical |  | STANDARD | ACTIVE | BC-0014
QSOR-0001045 | DISC-MECH | CAT-0044 | SUB-0216 | 1307 | IMME size/duty mark — 70mm | 26.4898 | General Mechanical |  | STANDARD | ACTIVE | BC-0014
QSOR-0001046 | DISC-MECH | CAT-0044 | SUB-0216 | 1308 | IMME size/duty mark — 100mm | 28.8171 | General Mechanical |  | STANDARD | ACTIVE | BC-0014
QSOR-0001047 | DISC-MECH | CAT-0044 | SUB-0216 | 1309 | IMME size/duty mark — 125mm | 41.623 | General Mechanical |  | STANDARD | ACTIVE | BC-0014
QSOR-0001048 | DISC-MECH | CAT-0044 | SUB-0216 | 1310 | IMME size/duty mark — 150mm | 69.4398 | General Mechanical |  | STANDARD | ACTIVE | BC-0014
QSOR-0001049 | DISC-MECH | CAT-0044 | SUB-0216 | 1311 | IMME size/duty mark — 200mm | 140.7816 | General Mechanical |  | STANDARD | ACTIVE | BC-0014
QSOR-0001050 | DISC-MECH | CAT-0044 | SUB-0216 | 1312 | IMME size/duty mark — 250mm | 197.7152 | General Mechanical |  | STANDARD | ACTIVE | BC-0014
QSOR-0001051 | DISC-MECH | CAT-0044 | SUB-0216 | 1313 | IMME size/duty mark — 300mm | 229.6661 | General Mechanical |  | STANDARD | ACTIVE | BC-0014
QSOR-0001052 | DISC-MECH | CAT-0044 | SUB-0217 | 1315 | IMME size/duty mark — 70mm | 56.2507 | General Mechanical |  | STANDARD | ACTIVE | BC-0014
QSOR-0001053 | DISC-MECH | CAT-0044 | SUB-0217 | 1316 | IMME size/duty mark — 100mm | 66.3964 | General Mechanical |  | STANDARD | ACTIVE | BC-0014
QSOR-0001054 | DISC-MECH | CAT-0044 | SUB-0217 | 1317 | IMME size/duty mark — 125mm | 88.9913 | General Mechanical |  | STANDARD | ACTIVE | BC-0014
QSOR-0001055 | DISC-MECH | CAT-0044 | SUB-0217 | 1318 | IMME size/duty mark — 150mm | 146.833 | General Mechanical |  | STANDARD | ACTIVE | BC-0014
QSOR-0001056 | DISC-MECH | CAT-0044 | SUB-0217 | 1319 | IMME size/duty mark — 200mm | 230.1048 | General Mechanical |  | STANDARD | ACTIVE | BC-0014
QSOR-0001057 | DISC-MECH | CAT-0044 | SUB-0217 | 1320 | IMME size/duty mark — 250mm | 400.3543 | General Mechanical |  | STANDARD | ACTIVE | BC-0014
QSOR-0001058 | DISC-MECH | CAT-0044 | SUB-0217 | 1321 | IMME size/duty mark — 300mm | 562.7028 | General Mechanical |  | STANDARD | ACTIVE | BC-0014
QSOR-0001059 | DISC-MECH | CAT-0044 | SUB-0218 | 1323 | IMME size/duty mark — 50mm | 24.4219 | General Mechanical |  | STANDARD | ACTIVE | BC-0014
QSOR-0001060 | DISC-MECH | CAT-0044 | SUB-0218 | 1324 | IMME size/duty mark — 70mm | 25.9652 | General Mechanical |  | STANDARD | ACTIVE | BC-0014
QSOR-0001061 | DISC-MECH | CAT-0044 | SUB-0218 | 1325 | IMME size/duty mark — 100mm | 30.5711 | General Mechanical |  | STANDARD | ACTIVE | BC-0014
QSOR-0001062 | DISC-MECH | CAT-0044 | SUB-0218 | 1326 | IMME size/duty mark — 125mm | 38.7509 | General Mechanical |  | STANDARD | ACTIVE | BC-0014
QSOR-0001063 | DISC-MECH | CAT-0044 | SUB-0218 | 1327 | IMME size/duty mark — 150mm | 41.4166 | General Mechanical |  | STANDARD | ACTIVE | BC-0014
QSOR-0001064 | DISC-MECH | CAT-0044 | SUB-0218 | 1328 | IMME size/duty mark — 200mm | 113.2664 | General Mechanical |  | STANDARD | ACTIVE | BC-0014
QSOR-0001065 | DISC-MECH | CAT-0044 | SUB-0218 | 1329 | IMME size/duty mark — 250mm | 199.747 | General Mechanical |  | STANDARD | ACTIVE | BC-0014
QSOR-0001066 | DISC-MECH | CAT-0044 | SUB-0218 | 1330 | IMME size/duty mark — 300mm | 282.4835 | General Mechanical |  | STANDARD | ACTIVE | BC-0014
QSOR-0001067 | DISC-MECH | CAT-0044 | SUB-0219 | 1332 | IMME size/duty mark — 100mm | 13.7138 | General Mechanical |  | STANDARD | ACTIVE | BC-0014
QSOR-0001068 | DISC-MECH | CAT-0044 | SUB-0219 | 1333 | IMME size/duty mark — 115mm | 17.1496 | General Mechanical |  | STANDARD | ACTIVE | BC-0014
QSOR-0001069 | DISC-MECH | CAT-0044 | SUB-0219 | 1334 | IMME size/duty mark — 125mm | 17.1438 | General Mechanical |  | STANDARD | ACTIVE | BC-0014
QSOR-0001070 | DISC-MECH | CAT-0044 | SUB-0219 | 1335 | IMME size/duty mark — 150mm | 23.2586 | General Mechanical |  | STANDARD | ACTIVE | BC-0014
QSOR-0001071 | DISC-MECH | CAT-0044 | SUB-0220 | 1337 | IMME size/duty mark — 50mm | 43.5518 | General Mechanical |  | STANDARD | ACTIVE | BC-0014
QSOR-0001072 | DISC-MECH | CAT-0044 | SUB-0220 | 1338 | IMME size/duty mark — 75mm | 54.728 | General Mechanical |  | STANDARD | ACTIVE | BC-0014
QSOR-0001073 | DISC-MECH | CAT-0044 | SUB-0220 | 1339 | IMME size/duty mark — 100mm | 60.6872 | General Mechanical |  | STANDARD | ACTIVE | BC-0014
QSOR-0001074 | DISC-MECH | CAT-0044 | SUB-0220 | 1340 | IMME size/duty mark — 125mm | 102.0472 | General Mechanical |  | STANDARD | ACTIVE | BC-0014
QSOR-0001075 | DISC-MECH | CAT-0044 | SUB-0220 | 1341 | IMME size/duty mark — 150mm | 116.0881 | General Mechanical |  | STANDARD | ACTIVE | BC-0014
QSOR-0001076 | DISC-MECH | CAT-0044 | SUB-0220 | 1342 | IMME size/duty mark — 200mm | 248.7143 | General Mechanical |  | STANDARD | ACTIVE | BC-0014
QSOR-0001077 | DISC-MECH | CAT-0044 | SUB-0220 | 1343 | IMME size/duty mark — 250mm | 468.1366 | General Mechanical |  | STANDARD | ACTIVE | BC-0014
QSOR-0001078 | DISC-MECH | CAT-0044 | SUB-0220 | 1344 | IMME size/duty mark — 300mm | 747.9313 | General Mechanical |  | STANDARD | ACTIVE | BC-0014
QSOR-0001079 | DISC-MECH | CAT-0044 | SUB-0221 | 1346 | IMME size/duty mark — 100mm | 31.8181 | General Mechanical |  | STANDARD | ACTIVE | BC-0014
QSOR-0001080 | DISC-MECH | CAT-0044 | SUB-0221 | 1347 | IMME size/duty mark — 115mm | 39.033 | General Mechanical |  | STANDARD | ACTIVE | BC-0014
QSOR-0001081 | DISC-MECH | CAT-0044 | SUB-0221 | 1348 | IMME size/duty mark — 125mm | 41.9303 | General Mechanical |  | STANDARD | ACTIVE | BC-0014
QSOR-0001082 | DISC-MECH | CAT-0044 | SUB-0221 | 1349 | IMME size/duty mark — 150mm | 47.2304 | General Mechanical |  | STANDARD | ACTIVE | BC-0014
QSOR-0001083 | DISC-MECH | CAT-0044 | SUB-0222 | 1351 | IMME size/duty mark — 50mm | 54.398 | General Mechanical |  | STANDARD | ACTIVE | BC-0014
QSOR-0001084 | DISC-MECH | CAT-0044 | SUB-0222 | 1352 | IMME size/duty mark — 70mm | 54.5122 | General Mechanical |  | STANDARD | ACTIVE | BC-0014
QSOR-0001085 | DISC-MECH | CAT-0044 | SUB-0222 | 1353 | IMME size/duty mark — 100mm | 61.4571 | General Mechanical |  | STANDARD | ACTIVE | BC-0014
QSOR-0001086 | DISC-MECH | CAT-0044 | SUB-0222 | 1354 | IMME size/duty mark — 150mm | 100.379 | General Mechanical |  | STANDARD | ACTIVE | BC-0014
QSOR-0001087 | DISC-MECH | CAT-0044 | SUB-0223 | 1356 | IMME size/duty mark — 100 × 75mm | 163.5806 | General Mechanical |  | STANDARD | ACTIVE | BC-0014
QSOR-0001088 | DISC-MECH | CAT-0044 | SUB-0224 | 1358 | IMME size/duty mark — 100mm | 41.1722 | General Mechanical |  | STANDARD | ACTIVE | BC-0014
QSOR-0001089 | DISC-MECH | CAT-0044 | SUB-0224 | 1359 | IMME size/duty mark — 115mm | 44.999 | General Mechanical |  | STANDARD | ACTIVE | BC-0014
QSOR-0001090 | DISC-MECH | CAT-0044 | SUB-0224 | 1360 | IMME size/duty mark — 125mm | 48.488 | General Mechanical |  | STANDARD | ACTIVE | BC-0014
QSOR-0001091 | DISC-MECH | CAT-0044 | SUB-0224 | 1361 | IMME size/duty mark — 150mm | 73.7132 | General Mechanical |  | STANDARD | ACTIVE | BC-0014
QSOR-0001092 | DISC-MECH | CAT-0044 | SUB-0225 | 1363 | IMME size/duty mark — 50mm | 87.0495 | General Mechanical |  | STANDARD | ACTIVE | BC-0014
QSOR-0001093 | DISC-MECH | CAT-0044 | SUB-0225 | 1364 | IMME size/duty mark — 65mm | 104.3119 | General Mechanical |  | STANDARD | ACTIVE | BC-0014
QSOR-0001094 | DISC-MECH | CAT-0044 | SUB-0225 | 1365 | IMME size/duty mark — 70mm | 118.4156 | General Mechanical |  | STANDARD | ACTIVE | BC-0014
QSOR-0001095 | DISC-MECH | CAT-0044 | SUB-0225 | 1366 | IMME size/duty mark — 75mm | 130.5893 | General Mechanical |  | STANDARD | ACTIVE | BC-0014
QSOR-0001096 | DISC-MECH | CAT-0044 | SUB-0225 | 1367 | IMME size/duty mark — 100mm | 135.6849 | General Mechanical |  | STANDARD | ACTIVE | BC-0014
QSOR-0001097 | DISC-MECH | CAT-0044 | SUB-0225 | 1368 | IMME size/duty mark — 150mm | 200.1813 | General Mechanical |  | STANDARD | ACTIVE | BC-0014
QSOR-0001098 | DISC-MECH | CAT-0044 | SUB-0226 | 1370 | IMME size/duty mark — 100mm | 217.8572 | General Mechanical |  | STANDARD | ACTIVE | BC-0014
QSOR-0001099 | DISC-MECH | CAT-0044 | SUB-0226 | 1371 | IMME size/duty mark — 125mm | 241.0227 | General Mechanical |  | STANDARD | ACTIVE | BC-0014
QSOR-0001100 | DISC-MECH | CAT-0044 | SUB-0226 | 1372 | IMME size/duty mark — 150mm | 350.2471 | General Mechanical |  | STANDARD | ACTIVE | BC-0014
QSOR-0001101 | DISC-MECH | CAT-0044 | SUB-0226 | 1373 | IMME size/duty mark — 200mm | 682.7614 | General Mechanical |  | STANDARD | ACTIVE | BC-0014
QSOR-0001102 | DISC-MECH | CAT-0044 | SUB-0226 | 1374 | IMME size/duty mark — 250mm | 988.4187 | General Mechanical |  | STANDARD | ACTIVE | BC-0014
QSOR-0001103 | DISC-MECH | CAT-0044 | SUB-0226 | 1375 | IMME size/duty mark — 300mm | 1209.1838 | General Mechanical |  | STANDARD | ACTIVE | BC-0014
QSOR-0001104 | DISC-MECH | CAT-0044 | SUB-0227 | 1377 | IMME size/duty mark — 50mm | 61.6635 | General Mechanical |  | STANDARD | ACTIVE | BC-0014
QSOR-0001105 | DISC-MECH | CAT-0044 | SUB-0227 | 1378 | IMME size/duty mark — 70mm | 65.4762 | General Mechanical |  | STANDARD | ACTIVE | BC-0014
QSOR-0001106 | DISC-MECH | CAT-0044 | SUB-0227 | 1379 | IMME size/duty mark — 100mm | 84.7858 | General Mechanical |  | STANDARD | ACTIVE | BC-0014
QSOR-0001107 | DISC-MECH | CAT-0044 | SUB-0227 | 1380 | IMME size/duty mark — 125mm | 189.295 | General Mechanical |  | STANDARD | ACTIVE | BC-0014
QSOR-0001108 | DISC-MECH | CAT-0044 | SUB-0227 | 1381 | IMME size/duty mark — 150mm | 210.6185 | General Mechanical |  | STANDARD | ACTIVE | BC-0014
QSOR-0001109 | DISC-MECH | CAT-0044 | SUB-0227 | 1382 | IMME size/duty mark — 200mm | 474.5846 | General Mechanical |  | STANDARD | ACTIVE | BC-0014
QSOR-0001110 | DISC-MECH | CAT-0044 | SUB-0227 | 1383 | IMME size/duty mark — 250mm | 640.4634 | General Mechanical |  | STANDARD | ACTIVE | BC-0014
QSOR-0001111 | DISC-MECH | CAT-0044 | SUB-0227 | 1384 | IMME size/duty mark — 300mm | 998.5138 | General Mechanical |  | STANDARD | ACTIVE | BC-0014
QSOR-0001112 | DISC-MECH | CAT-0044 | SUB-0228 | 1386 | IMME size/duty mark — 100mm | 177.3136 | General Mechanical |  | STANDARD | ACTIVE | BC-0014
QSOR-0001113 | DISC-MECH | CAT-0044 | SUB-0228 | 1387 | IMME size/duty mark — 150mm | 329.8153 | General Mechanical |  | STANDARD | ACTIVE | BC-0014
QSOR-0001114 | DISC-MECH | CAT-0044 | SUB-0229 | 1389 | IMME size/duty mark — 70mm | 49.7887 | General Mechanical |  | STANDARD | ACTIVE | BC-0014
QSOR-0001115 | DISC-MECH | CAT-0044 | SUB-0229 | 1390 | IMME size/duty mark — 100mm | 61.6718 | General Mechanical |  | STANDARD | ACTIVE | BC-0014
QSOR-0001116 | DISC-MECH | CAT-0044 | SUB-0229 | 1391 | IMME size/duty mark — 150mm | 103.793 | General Mechanical |  | STANDARD | ACTIVE | BC-0014
QSOR-0001117 | DISC-MECH | CAT-0044 | SUB-0230 | 1393 | IMME size/duty mark — 50mm | 140.1015 | General Mechanical |  | STANDARD | ACTIVE | BC-0014
QSOR-0001118 | DISC-MECH | CAT-0044 | SUB-0230 | 1394 | IMME size/duty mark — 70mm | 141.5695 | General Mechanical |  | STANDARD | ACTIVE | BC-0014
QSOR-0001119 | DISC-MECH | CAT-0044 | SUB-0230 | 1395 | IMME size/duty mark — 100mm | 153.0067 | General Mechanical |  | STANDARD | ACTIVE | BC-0014
QSOR-0001120 | DISC-MECH | CAT-0044 | SUB-0230 | 1396 | IMME size/duty mark — 150mm | 252.8355 | General Mechanical |  | STANDARD | ACTIVE | BC-0014
QSOR-0001121 | DISC-MECH | CAT-0044 | SUB-0231 | 1398 | IMME size/duty mark — 100mm | 251.8975 | General Mechanical |  | STANDARD | ACTIVE | BC-0014
QSOR-0001122 | DISC-MECH | CAT-0044 | SUB-0232 | 1400 | IMME size/duty mark — 100mm | 224.5892 | General Mechanical |  | STANDARD | ACTIVE | BC-0014
QSOR-0001123 | DISC-MECH | CAT-0044 | SUB-0233 | 1402 | IMME size/duty mark — 210 × 160 × 185mm | 159.286 | General Mechanical |  | STANDARD | ACTIVE | BC-0014
QSOR-0001124 | DISC-MECH | CAT-0044 | SUB-0233 | 1403 | IMME size/duty mark — 250 × 215 × 215mm | 191.8081 | General Mechanical |  | STANDARD | ACTIVE | BC-0014
QSOR-0001125 | DISC-MECH | CAT-0044 | SUB-0233 | 1404 | IMME size/duty mark — 250 × 180 × 175mm | 192.4222 | General Mechanical |  | STANDARD | ACTIVE | BC-0014
QSOR-0001126 | DISC-MECH | CAT-0044 | SUB-0233 | 1405 | IMME size/duty mark — 300 × 250 × 200mm | 244.3112 | General Mechanical |  | STANDARD | ACTIVE | BC-0014
QSOR-0001127 | DISC-MECH | CAT-0045 | SUB-0234 | 1408 | IMME size/duty mark — 12mm | 18.3673 | General Mechanical |  | STANDARD | ACTIVE | BC-0014
QSOR-0001128 | DISC-MECH | CAT-0045 | SUB-0234 | 1409 | IMME size/duty mark — 15mm | 20.529 | General Mechanical |  | STANDARD | ACTIVE | BC-0014
QSOR-0001129 | DISC-MECH | CAT-0045 | SUB-0234 | 1410 | IMME size/duty mark — 22mm | 22.0435 | General Mechanical |  | STANDARD | ACTIVE | BC-0014
QSOR-0001130 | DISC-MECH | CAT-0045 | SUB-0234 | 1411 | IMME size/duty mark — 28mm | 23.9903 | General Mechanical |  | STANDARD | ACTIVE | BC-0014
QSOR-0001131 | DISC-MECH | CAT-0045 | SUB-0234 | 1412 | IMME size/duty mark — 35mm | 29.3235 | General Mechanical |  | STANDARD | ACTIVE | BC-0014
QSOR-0001132 | DISC-MECH | CAT-0045 | SUB-0234 | 1413 | IMME size/duty mark — 42mm | 33.6204 | General Mechanical |  | STANDARD | ACTIVE | BC-0014
QSOR-0001133 | DISC-MECH | CAT-0045 | SUB-0234 | 1414 | IMME size/duty mark — 54mm | 40.2364 | General Mechanical |  | STANDARD | ACTIVE | BC-0014
QSOR-0001134 | DISC-MECH | CAT-0045 | SUB-0234 | 1415 | IMME size/duty mark — 67mm | 56.7923 | General Mechanical |  | STANDARD | ACTIVE | BC-0014
QSOR-0001135 | DISC-MECH | CAT-0045 | SUB-0234 | 1416 | IMME size/duty mark — 76mm | 60.046 | General Mechanical |  | STANDARD | ACTIVE | BC-0014
QSOR-0001136 | DISC-MECH | CAT-0045 | SUB-0234 | 1417 | IMME size/duty mark — 108mm | 87.9917 | General Mechanical |  | STANDARD | ACTIVE | BC-0014
QSOR-0001137 | DISC-MECH | CAT-0045 | SUB-0234 | 1418 | IMME size/duty mark — 133mm | 126.0331 | General Mechanical |  | STANDARD | ACTIVE | BC-0014
QSOR-0001138 | DISC-MECH | CAT-0045 | SUB-0234 | 1419 | IMME size/duty mark — 159mm | 205.5538 | General Mechanical |  | STANDARD | ACTIVE | BC-0014
QSOR-0001139 | DISC-MECH | CAT-0045 | SUB-0235 | 1421 | IMME size/duty mark — 6mm | 2.9027 | General Mechanical |  | STANDARD | ACTIVE | BC-0014
QSOR-0001140 | DISC-MECH | CAT-0045 | SUB-0235 | 1422 | IMME size/duty mark — 8mm | 3.6159 | General Mechanical |  | STANDARD | ACTIVE | BC-0014
QSOR-0001141 | DISC-MECH | CAT-0045 | SUB-0235 | 1423 | IMME size/duty mark — 10mm | 4.3361 | General Mechanical |  | STANDARD | ACTIVE | BC-0014
QSOR-0001142 | DISC-MECH | CAT-0045 | SUB-0235 | 1424 | IMME size/duty mark — 12mm | 5.1124 | General Mechanical |  | STANDARD | ACTIVE | BC-0014
QSOR-0001143 | DISC-MECH | CAT-0045 | SUB-0235 | 1425 | IMME size/duty mark — 15mm | 5.9041 | General Mechanical |  | STANDARD | ACTIVE | BC-0014
QSOR-0001144 | DISC-MECH | CAT-0045 | SUB-0235 | 1426 | IMME size/duty mark — 22mm | 6.0201 | General Mechanical |  | STANDARD | ACTIVE | BC-0014
QSOR-0001145 | DISC-MECH | CAT-0045 | SUB-0235 | 1427 | IMME size/duty mark — 28mm | 7.1373 | General Mechanical |  | STANDARD | ACTIVE | BC-0014
QSOR-0001146 | DISC-MECH | CAT-0045 | SUB-0235 | 1428 | IMME size/duty mark — 35mm | 8.1935 | General Mechanical |  | STANDARD | ACTIVE | BC-0014
QSOR-0001147 | DISC-MECH | CAT-0045 | SUB-0235 | 1429 | IMME size/duty mark — 42mm | 9.8381 | General Mechanical |  | STANDARD | ACTIVE | BC-0014
QSOR-0001148 | DISC-MECH | CAT-0045 | SUB-0235 | 1430 | IMME size/duty mark — 54mm | 10.2478 | General Mechanical |  | STANDARD | ACTIVE | BC-0014
QSOR-0001149 | DISC-MECH | CAT-0045 | SUB-0236 | 1432 | IMME size/duty mark — 15mm | 6.4541 | General Mechanical |  | STANDARD | ACTIVE | BC-0014
QSOR-0001150 | DISC-MECH | CAT-0045 | SUB-0236 | 1433 | IMME size/duty mark — 22mm | 6.8263 | General Mechanical |  | STANDARD | ACTIVE | BC-0014
QSOR-0001151 | DISC-MECH | CAT-0045 | SUB-0236 | 1434 | IMME size/duty mark — 28mm | 7.9871 | General Mechanical |  | STANDARD | ACTIVE | BC-0014
QSOR-0001152 | DISC-MECH | CAT-0045 | SUB-0236 | 1435 | IMME size/duty mark — 35mm | 11.9462 | General Mechanical |  | STANDARD | ACTIVE | BC-0014
QSOR-0001153 | DISC-MECH | CAT-0045 | SUB-0236 | 1436 | IMME size/duty mark — 42mm | 12.652 | General Mechanical |  | STANDARD | ACTIVE | BC-0014
QSOR-0001154 | DISC-MECH | CAT-0045 | SUB-0236 | 1437 | IMME size/duty mark — 54mm | 13.9432 | General Mechanical |  | STANDARD | ACTIVE | BC-0014
QSOR-0001155 | DISC-MECH | CAT-0045 | SUB-0236 | 1438 | IMME size/duty mark — 67mm | 14.7809 | General Mechanical |  | STANDARD | ACTIVE | BC-0014
QSOR-0001156 | DISC-MECH | CAT-0045 | SUB-0236 | 1439 | IMME size/duty mark — 76mm | 16.9711 | General Mechanical |  | STANDARD | ACTIVE | BC-0014
QSOR-0001157 | DISC-MECH | CAT-0045 | SUB-0236 | 1440 | IMME size/duty mark — 108mm | 19.2982 | General Mechanical |  | STANDARD | ACTIVE | BC-0014
QSOR-0001158 | DISC-MECH | CAT-0045 | SUB-0237 | 1442 | IMME size/duty mark — 15mm | 8.5175 | General Mechanical |  | STANDARD | ACTIVE | BC-0014
QSOR-0001159 | DISC-MECH | CAT-0045 | SUB-0237 | 1443 | IMME size/duty mark — 22mm | 9.9967 | General Mechanical |  | STANDARD | ACTIVE | BC-0014
QSOR-0001160 | DISC-MECH | CAT-0045 | SUB-0237 | 1444 | IMME size/duty mark — 28mm | 14.9366 | General Mechanical |  | STANDARD | ACTIVE | BC-0014
QSOR-0001161 | DISC-MECH | CAT-0045 | SUB-0237 | 1445 | IMME size/duty mark — 35mm | 25.6084 | General Mechanical |  | STANDARD | ACTIVE | BC-0014
QSOR-0001162 | DISC-MECH | CAT-0045 | SUB-0237 | 1446 | IMME size/duty mark — 42mm | 39.6065 | General Mechanical |  | STANDARD | ACTIVE | BC-0014
QSOR-0001163 | DISC-MECH | CAT-0045 | SUB-0237 | 1447 | IMME size/duty mark — 54mm | 51.8448 | General Mechanical |  | STANDARD | ACTIVE | BC-0014
QSOR-0001164 | DISC-MECH | CAT-0045 | SUB-0238 | 1449 | IMME size/duty mark — 10mm | 11.8334 | General Mechanical |  | STANDARD | ACTIVE | BC-0014
QSOR-0001165 | DISC-MECH | CAT-0045 | SUB-0238 | 1450 | IMME size/duty mark — 15mm | 13.4761 | General Mechanical |  | STANDARD | ACTIVE | BC-0014
QSOR-0001166 | DISC-MECH | CAT-0045 | SUB-0238 | 1451 | IMME size/duty mark — 22mm | 15.7978 | General Mechanical |  | STANDARD | ACTIVE | BC-0014
QSOR-0001167 | DISC-MECH | CAT-0045 | SUB-0238 | 1452 | IMME size/duty mark — 28mm | 17.7379 | General Mechanical |  | STANDARD | ACTIVE | BC-0014
QSOR-0001168 | DISC-MECH | CAT-0045 | SUB-0238 | 1453 | IMME size/duty mark — 35mm | 20.2868 | General Mechanical |  | STANDARD | ACTIVE | BC-0014
QSOR-0001169 | DISC-MECH | CAT-0045 | SUB-0238 | 1454 | IMME size/duty mark — 42mm | 22.716 | General Mechanical |  | STANDARD | ACTIVE | BC-0014
QSOR-0001170 | DISC-MECH | CAT-0045 | SUB-0238 | 1455 | IMME size/duty mark — 54mm | 34.1704 | General Mechanical |  | STANDARD | ACTIVE | BC-0014
QSOR-0001171 | DISC-MECH | CAT-0045 | SUB-0238 | 1456 | IMME size/duty mark — 67mm | 61.0019 | General Mechanical |  | STANDARD | ACTIVE | BC-0014
QSOR-0001172 | DISC-MECH | CAT-0045 | SUB-0239 | 1458 | IMME size/duty mark — 15 × 10mm | 15.0116 | General Mechanical |  | STANDARD | ACTIVE | BC-0014
QSOR-0001173 | DISC-MECH | CAT-0045 | SUB-0239 | 1459 | IMME size/duty mark — 22 × 10mm | 18.7746 | General Mechanical |  | STANDARD | ACTIVE | BC-0014
QSOR-0001174 | DISC-MECH | CAT-0045 | SUB-0239 | 1460 | IMME size/duty mark — 22 × 15mm | 19.607 | General Mechanical |  | STANDARD | ACTIVE | BC-0014
QSOR-0001175 | DISC-MECH | CAT-0045 | SUB-0239 | 1461 | IMME size/duty mark — 28 × 15mm | 21.3303 | General Mechanical |  | STANDARD | ACTIVE | BC-0014
QSOR-0001176 | DISC-MECH | CAT-0045 | SUB-0239 | 1462 | IMME size/duty mark — 28 × 22mm | 22.1401 | General Mechanical |  | STANDARD | ACTIVE | BC-0014
QSOR-0001177 | DISC-MECH | CAT-0045 | SUB-0239 | 1463 | IMME size/duty mark — 35 × 28mm | 28.008 | General Mechanical |  | STANDARD | ACTIVE | BC-0014
QSOR-0001178 | DISC-MECH | CAT-0045 | SUB-0239 | 1464 | IMME size/duty mark — 42 × 35mm | 36.0352 | General Mechanical |  | STANDARD | ACTIVE | BC-0014
QSOR-0001179 | DISC-MECH | CAT-0045 | SUB-0239 | 1465 | IMME size/duty mark — 54 × 35mm | 53.6017 | General Mechanical |  | STANDARD | ACTIVE | BC-0014
QSOR-0001180 | DISC-MECH | CAT-0045 | SUB-0239 | 1466 | IMME size/duty mark — 54 × 42mm | 56.8354 | General Mechanical |  | STANDARD | ACTIVE | BC-0014
QSOR-0001181 | DISC-MECH | CAT-0045 | SUB-0240 | 1468 | IMME size/duty mark — 15mm | 39.0153 | General Mechanical |  | STANDARD | ACTIVE | BC-0014
QSOR-0001182 | DISC-MECH | CAT-0045 | SUB-0240 | 1469 | IMME size/duty mark — 22mm | 48.7576 | General Mechanical |  | STANDARD | ACTIVE | BC-0014
QSOR-0001183 | DISC-MECH | CAT-0045 | SUB-0240 | 1470 | IMME size/duty mark — 28mm | 62.5637 | General Mechanical |  | STANDARD | ACTIVE | BC-0014
QSOR-0001184 | DISC-MECH | CAT-0045 | SUB-0240 | 1471 | IMME size/duty mark — 35mm | 77.5508 | General Mechanical |  | STANDARD | ACTIVE | BC-0014
QSOR-0001185 | DISC-MECH | CAT-0045 | SUB-0240 | 1472 | IMME size/duty mark — 42mm | 92.6816 | General Mechanical |  | STANDARD | ACTIVE | BC-0014
QSOR-0001186 | DISC-MECH | CAT-0045 | SUB-0240 | 1473 | IMME size/duty mark — 54mm | 128.9897 | General Mechanical |  | STANDARD | ACTIVE | BC-0014
QSOR-0001187 | DISC-MECH | CAT-0045 | SUB-0240 | 1474 | IMME size/duty mark — 67mm | 181.8904 | General Mechanical |  | STANDARD | ACTIVE | BC-0014
QSOR-0001188 | DISC-MECH | CAT-0045 | SUB-0241 | 1476 | IMME size/duty mark — 15mm | 16.4589 | General Mechanical |  | STANDARD | ACTIVE | BC-0014
QSOR-0001189 | DISC-MECH | CAT-0045 | SUB-0241 | 1477 | IMME size/duty mark — 22mm | 18.8833 | General Mechanical |  | STANDARD | ACTIVE | BC-0014
QSOR-0001190 | DISC-MECH | CAT-0045 | SUB-0241 | 1478 | IMME size/duty mark — 28mm | 30.2815 | General Mechanical |  | STANDARD | ACTIVE | BC-0014
QSOR-0001191 | DISC-MECH | CAT-0045 | SUB-0241 | 1479 | IMME size/duty mark — 35mm | 46.0804 | General Mechanical |  | STANDARD | ACTIVE | BC-0014
QSOR-0001192 | DISC-MECH | CAT-0045 | SUB-0241 | 1480 | IMME size/duty mark — 42mm | 67.757 | General Mechanical |  | STANDARD | ACTIVE | BC-0014
QSOR-0001193 | DISC-MECH | CAT-0045 | SUB-0241 | 1481 | IMME size/duty mark — 54mm | 82.6527 | General Mechanical |  | STANDARD | ACTIVE | BC-0014
QSOR-0001194 | DISC-MECH | CAT-0045 | SUB-0242 | 1483 | IMME size/duty mark — 15mm | 17.1433 | General Mechanical |  | STANDARD | ACTIVE | BC-0014
QSOR-0001195 | DISC-MECH | CAT-0045 | SUB-0242 | 1484 | IMME size/duty mark — 22mm | 22.0407 | General Mechanical |  | STANDARD | ACTIVE | BC-0014
QSOR-0001196 | DISC-MECH | CAT-0045 | SUB-0242 | 1485 | IMME size/duty mark — 28mm | 30.2846 | General Mechanical |  | STANDARD | ACTIVE | BC-0014
QSOR-0001197 | DISC-MECH | CAT-0045 | SUB-0242 | 1486 | IMME size/duty mark — 35mm | 43.2244 | General Mechanical |  | STANDARD | ACTIVE | BC-0014
QSOR-0001198 | DISC-MECH | CAT-0045 | SUB-0242 | 1487 | IMME size/duty mark — 42mm | 52.9705 | General Mechanical |  | STANDARD | ACTIVE | BC-0014
QSOR-0001199 | DISC-MECH | CAT-0045 | SUB-0242 | 1488 | IMME size/duty mark — 54mm | 73.4527 | General Mechanical |  | STANDARD | ACTIVE | BC-0014
QSOR-0001200 | DISC-MECH | CAT-0045 | SUB-0242 | 1489 | IMME size/duty mark — 67mm | 103.1464 | General Mechanical |  | STANDARD | ACTIVE | BC-0014
QSOR-0001201 | DISC-MECH | CAT-0045 | SUB-0243 | 1491 | IMME size/duty mark — 28mm | 99.6147 | General Mechanical |  | STANDARD | ACTIVE | BC-0014
QSOR-0001202 | DISC-MECH | CAT-0045 | SUB-0243 | 1492 | IMME size/duty mark — 35mm | 124.3571 | General Mechanical |  | STANDARD | ACTIVE | BC-0014
QSOR-0001203 | DISC-MECH | CAT-0045 | SUB-0243 | 1493 | IMME size/duty mark — 42mm | 147.4757 | General Mechanical |  | STANDARD | ACTIVE | BC-0014
QSOR-0001204 | DISC-MECH | CAT-0045 | SUB-0243 | 1494 | IMME size/duty mark — 54mm | 215.9081 | General Mechanical |  | STANDARD | ACTIVE | BC-0014
QSOR-0001205 | DISC-MECH | CAT-0045 | SUB-0243 | 1495 | IMME size/duty mark — 67mm | 253.5702 | General Mechanical |  | STANDARD | ACTIVE | BC-0014
QSOR-0001206 | DISC-MECH | CAT-0045 | SUB-0244 | 1497 | IMME size/duty mark — 15mm | 17.1434 | General Mechanical |  | STANDARD | ACTIVE | BC-0014
QSOR-0001207 | DISC-MECH | CAT-0045 | SUB-0244 | 1498 | IMME size/duty mark — 22mm | 21.6871 | General Mechanical |  | STANDARD | ACTIVE | BC-0014
QSOR-0001208 | DISC-MECH | CAT-0045 | SUB-0244 | 1499 | IMME size/duty mark — 28mm | 26.6729 | General Mechanical |  | STANDARD | ACTIVE | BC-0014
QSOR-0001209 | DISC-MECH | CAT-0045 | SUB-0244 | 1500 | IMME size/duty mark — 35mm | 33.0869 | General Mechanical |  | STANDARD | ACTIVE | BC-0014
QSOR-0001210 | DISC-MECH | CAT-0045 | SUB-0244 | 1501 | IMME size/duty mark — 42mm | 37.7847 | General Mechanical |  | STANDARD | ACTIVE | BC-0014
QSOR-0001211 | DISC-MECH | CAT-0045 | SUB-0244 | 1502 | IMME size/duty mark — 54mm | 47.6705 | General Mechanical |  | STANDARD | ACTIVE | BC-0014
QSOR-0001212 | DISC-MECH | CAT-0045 | SUB-0245 | 1504 | IMME size/duty mark — 15 × 10mm | 11.1958 | General Mechanical |  | STANDARD | ACTIVE | BC-0014
QSOR-0001213 | DISC-MECH | CAT-0045 | SUB-0245 | 1505 | IMME size/duty mark — 22 × 15mm | 12.1308 | General Mechanical |  | STANDARD | ACTIVE | BC-0014
QSOR-0001214 | DISC-MECH | CAT-0045 | SUB-0245 | 1506 | IMME size/duty mark — 28 × 15mm | 14.6109 | General Mechanical |  | STANDARD | ACTIVE | BC-0014
QSOR-0001215 | DISC-MECH | CAT-0045 | SUB-0245 | 1507 | IMME size/duty mark — 28 × 22mm | 19.4556 | General Mechanical |  | STANDARD | ACTIVE | BC-0014
QSOR-0001216 | DISC-MECH | CAT-0045 | SUB-0245 | 1508 | IMME size/duty mark — 35 × 22mm | 20.1235 | General Mechanical |  | STANDARD | ACTIVE | BC-0014
QSOR-0001217 | DISC-MECH | CAT-0045 | SUB-0245 | 1509 | IMME size/duty mark — 42 × 22mm | 32.4162 | General Mechanical |  | STANDARD | ACTIVE | BC-0014
QSOR-0001218 | DISC-MECH | CAT-0045 | SUB-0245 | 1510 | IMME size/duty mark — 42 × 35mm | 37.9647 | General Mechanical |  | STANDARD | ACTIVE | BC-0014
QSOR-0001219 | DISC-MECH | CAT-0045 | SUB-0245 | 1511 | IMME size/duty mark — 54 × 35mm | 47.5713 | General Mechanical |  | STANDARD | ACTIVE | BC-0014
QSOR-0001220 | DISC-MECH | CAT-0045 | SUB-0245 | 1512 | IMME size/duty mark — 54 × 42mm | 53.8941 | General Mechanical |  | STANDARD | ACTIVE | BC-0014
QSOR-0001221 | DISC-MECH | CAT-0045 | SUB-0245 | 1513 | IMME size/duty mark — 67 × 54mm | 62.272 | General Mechanical |  | STANDARD | ACTIVE | BC-0014
QSOR-0001222 | DISC-MECH | CAT-0045 | SUB-0246 | 1515 | IMME size/duty mark — 15mm | 20.4728 | General Mechanical |  | STANDARD | ACTIVE | BC-0014
QSOR-0001223 | DISC-MECH | CAT-0045 | SUB-0246 | 1516 | IMME size/duty mark — 22mm | 26.8245 | General Mechanical |  | STANDARD | ACTIVE | BC-0014
QSOR-0001224 | DISC-MECH | CAT-0045 | SUB-0246 | 1517 | IMME size/duty mark — 28mm | 34.5249 | General Mechanical |  | STANDARD | ACTIVE | BC-0014
QSOR-0001225 | DISC-MECH | CAT-0045 | SUB-0246 | 1518 | IMME size/duty mark — 35mm | 52.7838 | General Mechanical |  | STANDARD | ACTIVE | BC-0014
QSOR-0001226 | DISC-MECH | CAT-0045 | SUB-0246 | 1519 | IMME size/duty mark — 42mm | 64.1085 | General Mechanical |  | STANDARD | ACTIVE | BC-0014
QSOR-0001227 | DISC-MECH | CAT-0045 | SUB-0246 | 1520 | IMME size/duty mark — 54mm | 75.8889 | General Mechanical |  | STANDARD | ACTIVE | BC-0014
QSOR-0001228 | DISC-MECH | CAT-0045 | SUB-0247 | 1522 | IMME size/duty mark — 15mm | 24.3871 | General Mechanical |  | STANDARD | ACTIVE | BC-0014
QSOR-0001229 | DISC-MECH | CAT-0045 | SUB-0247 | 1523 | IMME size/duty mark — 22mm | 29.2002 | General Mechanical |  | STANDARD | ACTIVE | BC-0014
QSOR-0001230 | DISC-MECH | CAT-0045 | SUB-0247 | 1524 | IMME size/duty mark — 28mm | 38.7023 | General Mechanical |  | STANDARD | ACTIVE | BC-0014
QSOR-0001231 | DISC-MECH | CAT-0045 | SUB-0247 | 1525 | IMME size/duty mark — 35mm | 53.5073 | General Mechanical |  | STANDARD | ACTIVE | BC-0014
QSOR-0001232 | DISC-MECH | CAT-0045 | SUB-0247 | 1526 | IMME size/duty mark — 42mm | 62.5998 | General Mechanical |  | STANDARD | ACTIVE | BC-0014
QSOR-0001233 | DISC-MECH | CAT-0045 | SUB-0247 | 1527 | IMME size/duty mark — 54mm | 86.2869 | General Mechanical |  | STANDARD | ACTIVE | BC-0014
QSOR-0001234 | DISC-MECH | CAT-0045 | SUB-0248 | 1529 | IMME size/duty mark — 20mm x 15mm | 7.5613 | General Mechanical |  | STANDARD | ACTIVE | BC-0014
QSOR-0001235 | DISC-MECH | CAT-0045 | SUB-0248 | 1530 | IMME size/duty mark — 25mm x 20mm | 11.2953 | General Mechanical |  | STANDARD | ACTIVE | BC-0014
QSOR-0001236 | DISC-MECH | CAT-0045 | SUB-0248 | 1531 | IMME size/duty mark — 32mm x 25mm | 14.1375 | General Mechanical |  | STANDARD | ACTIVE | BC-0014
QSOR-0001237 | DISC-MECH | CAT-0045 | SUB-0248 | 1532 | IMME size/duty mark — 40mm x 32mm | 17.0503 | General Mechanical |  | STANDARD | ACTIVE | BC-0014
QSOR-0001238 | DISC-MECH | CAT-0045 | SUB-0248 | 1533 | IMME size/duty mark — 50mm x 40mm | 18.9441 | General Mechanical |  | STANDARD | ACTIVE | BC-0014
QSOR-0001239 | DISC-MECH | CAT-0045 | SUB-0248 | 1534 | IMME size/duty mark — 60mm x 50mm | 23.754 | General Mechanical |  | STANDARD | ACTIVE | BC-0014
QSOR-0001240 | DISC-MECH | CAT-0045 | SUB-0249 | 1536 | IMME size/duty mark — 10mm | 13.6491 | General Mechanical |  | STANDARD | ACTIVE | BC-0014
QSOR-0001241 | DISC-MECH | CAT-0045 | SUB-0249 | 1537 | IMME size/duty mark — 15mm | 16.7198 | General Mechanical |  | STANDARD | ACTIVE | BC-0014
QSOR-0001242 | DISC-MECH | CAT-0045 | SUB-0249 | 1538 | IMME size/duty mark — 22mm | 17.9333 | General Mechanical |  | STANDARD | ACTIVE | BC-0014
QSOR-0001243 | DISC-MECH | CAT-0045 | SUB-0249 | 1539 | IMME size/duty mark — 28mm | 22.4153 | General Mechanical |  | STANDARD | ACTIVE | BC-0014
QSOR-0001244 | DISC-MECH | CAT-0045 | SUB-0249 | 1540 | IMME size/duty mark — 35mm | 39.8741 | General Mechanical |  | STANDARD | ACTIVE | BC-0014
QSOR-0001245 | DISC-MECH | CAT-0045 | SUB-0249 | 1541 | IMME size/duty mark — 42mm | 50.7213 | General Mechanical |  | STANDARD | ACTIVE | BC-0014
QSOR-0001246 | DISC-MECH | CAT-0045 | SUB-0249 | 1542 | IMME size/duty mark — 54mm | 92.2581 | General Mechanical |  | STANDARD | ACTIVE | BC-0014
QSOR-0001247 | DISC-MECH | CAT-0045 | SUB-0249 | 1543 | IMME size/duty mark — 67mm | 140.9492 | General Mechanical |  | STANDARD | ACTIVE | BC-0014
QSOR-0001248 | DISC-MECH | CAT-0045 | SUB-0250 | 1545 | IMME size/duty mark — 15 × 12mm | 43.8892 | General Mechanical |  | STANDARD | ACTIVE | BC-0014
QSOR-0001249 | DISC-MECH | CAT-0045 | SUB-0250 | 1546 | IMME size/duty mark — 22 × 15mm | 49.8576 | General Mechanical |  | STANDARD | ACTIVE | BC-0014
QSOR-0001250 | DISC-MECH | CAT-0045 | SUB-0250 | 1547 | IMME size/duty mark — 28 × 22mm | 65.0941 | General Mechanical |  | STANDARD | ACTIVE | BC-0014
QSOR-0001251 | DISC-MECH | CAT-0045 | SUB-0250 | 1548 | IMME size/duty mark — 35 × 28mm | 98.0479 | General Mechanical |  | STANDARD | ACTIVE | BC-0014
QSOR-0001252 | DISC-MECH | CAT-0045 | SUB-0250 | 1549 | IMME size/duty mark — 42 × 28mm | 121.3481 | General Mechanical |  | STANDARD | ACTIVE | BC-0014
QSOR-0001253 | DISC-MECH | CAT-0045 | SUB-0250 | 1550 | IMME size/duty mark — 54 × 28mm | 158.9659 | General Mechanical |  | STANDARD | ACTIVE | BC-0014
QSOR-0001254 | DISC-MECH | CAT-0045 | SUB-0250 | 1551 | IMME size/duty mark — 76 × 67mm | 154.4677 | General Mechanical |  | STANDARD | ACTIVE | BC-0014
QSOR-0001255 | DISC-MECH | CAT-0045 | SUB-0250 | 1552 | IMME size/duty mark — 108 × 76mm | 185.8011 | General Mechanical |  | STANDARD | ACTIVE | BC-0014
QSOR-0001256 | DISC-MECH | CAT-0045 | SUB-0250 | 1553 | IMME size/duty mark — 133 × 108mm | 311.0027 | General Mechanical |  | STANDARD | ACTIVE | BC-0014
QSOR-0001257 | DISC-MECH | CAT-0045 | SUB-0250 | 1554 | IMME size/duty mark — 159 × 133mm | 386.9516 | General Mechanical |  | STANDARD | ACTIVE | BC-0014
QSOR-0001258 | DISC-MECH | CAT-0045 | SUB-0251 | 1556 | IMME size/duty mark — 15 × 10mm | 28.3222 | General Mechanical |  | STANDARD | ACTIVE | BC-0014
QSOR-0001259 | DISC-MECH | CAT-0045 | SUB-0251 | 1557 | IMME size/duty mark — 22 × 15mm | 32.3068 | General Mechanical |  | STANDARD | ACTIVE | BC-0014
QSOR-0001260 | DISC-MECH | CAT-0045 | SUB-0251 | 1558 | IMME size/duty mark — 28 × 20mm | 48.8191 | General Mechanical |  | STANDARD | ACTIVE | BC-0014
QSOR-0001261 | DISC-MECH | CAT-0045 | SUB-0251 | 1559 | IMME size/duty mark — 35 × 28mm | 64.0788 | General Mechanical |  | STANDARD | ACTIVE | BC-0014
QSOR-0001262 | DISC-MECH | CAT-0045 | SUB-0251 | 1560 | IMME size/duty mark — 42 × 35mm | 78.2194 | General Mechanical |  | STANDARD | ACTIVE | BC-0014
QSOR-0001263 | DISC-MECH | CAT-0045 | SUB-0252 | 1562 | IMME size/duty mark — 15mm | 46.2043 | General Mechanical |  | STANDARD | ACTIVE | BC-0014
QSOR-0001264 | DISC-MECH | CAT-0045 | SUB-0252 | 1563 | IMME size/duty mark — 22mm | 51.4697 | General Mechanical |  | STANDARD | ACTIVE | BC-0014
QSOR-0001265 | DISC-MECH | CAT-0045 | SUB-0252 | 1564 | IMME size/duty mark — 28mm | 67.1315 | General Mechanical |  | STANDARD | ACTIVE | BC-0014
QSOR-0001266 | DISC-MECH | CAT-0045 | SUB-0253 | 1566 | IMME size/duty mark — 15mm | 12.9057 | General Mechanical |  | STANDARD | ACTIVE | BC-0014
QSOR-0001267 | DISC-MECH | CAT-0045 | SUB-0253 | 1567 | IMME size/duty mark — 22mm | 15.0298 | General Mechanical |  | STANDARD | ACTIVE | BC-0014
QSOR-0001268 | DISC-MECH | CAT-0045 | SUB-0253 | 1568 | IMME size/duty mark — 28mm | 19.9135 | General Mechanical |  | STANDARD | ACTIVE | BC-0014
QSOR-0001269 | DISC-MECH | CAT-0045 | SUB-0253 | 1569 | IMME size/duty mark — 35mm | 32.0165 | General Mechanical |  | STANDARD | ACTIVE | BC-0014
QSOR-0001270 | DISC-MECH | CAT-0045 | SUB-0253 | 1570 | IMME size/duty mark — 42mm | 43.8414 | General Mechanical |  | STANDARD | ACTIVE | BC-0014
QSOR-0001271 | DISC-MECH | CAT-0045 | SUB-0253 | 1571 | IMME size/duty mark — 54mm | 75.4561 | General Mechanical |  | STANDARD | ACTIVE | BC-0014
QSOR-0001272 | DISC-MECH | CAT-0045 | SUB-0254 | 1573 | IMME size/duty mark — 35mm | 22.3547 | General Mechanical |  | STANDARD | ACTIVE | BC-0014
QSOR-0001273 | DISC-MECH | CAT-0045 | SUB-0254 | 1574 | IMME size/duty mark — 42mm | 25.5569 | General Mechanical |  | STANDARD | ACTIVE | BC-0014
QSOR-0001274 | DISC-MECH | CAT-0045 | SUB-0254 | 1575 | IMME size/duty mark — 54mm | 28.9079 | General Mechanical |  | STANDARD | ACTIVE | BC-0014
QSOR-0001275 | DISC-MECH | CAT-0045 | SUB-0255 | 1577 | IMME size/duty mark — 15mm | 64.3809 | General Mechanical |  | STANDARD | ACTIVE | BC-0014
QSOR-0001276 | DISC-MECH | CAT-0045 | SUB-0255 | 1578 | IMME size/duty mark — 22mm | 76.6965 | General Mechanical |  | STANDARD | ACTIVE | BC-0014
QSOR-0001277 | DISC-MECH | CAT-0045 | SUB-0255 | 1579 | IMME size/duty mark — 28mm | 84.6118 | General Mechanical |  | STANDARD | ACTIVE | BC-0014
QSOR-0001278 | DISC-MECH | CAT-0045 | SUB-0255 | 1580 | IMME size/duty mark — 35mm | 102.8912 | General Mechanical |  | STANDARD | ACTIVE | BC-0014
QSOR-0001279 | DISC-MECH | CAT-0045 | SUB-0255 | 1581 | IMME size/duty mark — 42mm | 112.6754 | General Mechanical |  | STANDARD | ACTIVE | BC-0014
QSOR-0001280 | DISC-MECH | CAT-0045 | SUB-0255 | 1582 | IMME size/duty mark — 54mm | 131.1051 | General Mechanical |  | STANDARD | ACTIVE | BC-0014
QSOR-0001281 | DISC-MECH | CAT-0045 | SUB-0255 | 1583 | IMME size/duty mark — 67mm | 154.7034 | General Mechanical |  | STANDARD | ACTIVE | BC-0014
QSOR-0001282 | DISC-MECH | CAT-0045 | SUB-0255 | 1584 | IMME size/duty mark — 76mm | 186.6213 | General Mechanical |  | STANDARD | ACTIVE | BC-0014
QSOR-0001283 | DISC-MECH | CAT-0045 | SUB-0255 | 1585 | IMME size/duty mark — 108mm | 243.0025 | General Mechanical |  | STANDARD | ACTIVE | BC-0014
QSOR-0001284 | DISC-MECH | CAT-0045 | SUB-0255 | 1586 | IMME size/duty mark — 133mm | 327.1052 | General Mechanical |  | STANDARD | ACTIVE | BC-0014
QSOR-0001285 | DISC-MECH | CAT-0045 | SUB-0255 | 1587 | IMME size/duty mark — 159mm | 459.898 | General Mechanical |  | STANDARD | ACTIVE | BC-0014
QSOR-0001286 | DISC-MECH | CAT-0045 | SUB-0256 | 1589 | IMME size/duty mark — 15mm | 14.5387 | General Mechanical |  | STANDARD | ACTIVE | BC-0014
QSOR-0001287 | DISC-MECH | CAT-0045 | SUB-0256 | 1590 | IMME size/duty mark — 22mm | 15.7006 | General Mechanical |  | STANDARD | ACTIVE | BC-0014
QSOR-0001288 | DISC-MECH | CAT-0045 | SUB-0256 | 1591 | IMME size/duty mark — 28mm | 20.8204 | General Mechanical |  | STANDARD | ACTIVE | BC-0014
QSOR-0001289 | DISC-MECH | CAT-0045 | SUB-0256 | 1592 | IMME size/duty mark — 35mm | 22.5737 | General Mechanical |  | STANDARD | ACTIVE | BC-0014
QSOR-0001290 | DISC-MECH | CAT-0045 | SUB-0256 | 1593 | IMME size/duty mark — 42mm | 30.076 | General Mechanical |  | STANDARD | ACTIVE | BC-0014
QSOR-0001291 | DISC-MECH | CAT-0045 | SUB-0256 | 1594 | IMME size/duty mark — 54mm | 36.2662 | General Mechanical |  | STANDARD | ACTIVE | BC-0014
QSOR-0001292 | DISC-MECH | CAT-0045 | SUB-0257 | 1596 | IMME size/duty mark — 22mm | 12.1235 | General Mechanical |  | STANDARD | ACTIVE | BC-0014
QSOR-0001293 | DISC-MECH | CAT-0045 | SUB-0257 | 1597 | IMME size/duty mark — 28mm | 16.2232 | General Mechanical |  | STANDARD | ACTIVE | BC-0014
QSOR-0001294 | DISC-MECH | CAT-0045 | SUB-0257 | 1598 | IMME size/duty mark — 35mm | 21.2877 | General Mechanical |  | STANDARD | ACTIVE | BC-0014
QSOR-0001295 | DISC-MECH | CAT-0045 | SUB-0257 | 1599 | IMME size/duty mark — 42mm | 28.7791 | General Mechanical |  | STANDARD | ACTIVE | BC-0014
QSOR-0001296 | DISC-MECH | CAT-0045 | SUB-0257 | 1600 | IMME size/duty mark — 54mm | 34.1774 | General Mechanical |  | STANDARD | ACTIVE | BC-0014
QSOR-0001297 | DISC-MECH | CAT-0045 | SUB-0258 | 1602 | IMME size/duty mark — 22 × 15mm | 16.5912 | General Mechanical |  | STANDARD | ACTIVE | BC-0014
QSOR-0001298 | DISC-MECH | CAT-0045 | SUB-0258 | 1603 | IMME size/duty mark — 28 × 15mm | 21.4973 | General Mechanical |  | STANDARD | ACTIVE | BC-0014
QSOR-0001299 | DISC-MECH | CAT-0045 | SUB-0258 | 1604 | IMME size/duty mark — 28 × 22mm | 21.5814 | General Mechanical |  | STANDARD | ACTIVE | BC-0014
QSOR-0001300 | DISC-MECH | CAT-0045 | SUB-0258 | 1605 | IMME size/duty mark — 35 × 22mm | 22.7011 | General Mechanical |  | STANDARD | ACTIVE | BC-0014
QSOR-0001301 | DISC-MECH | CAT-0045 | SUB-0258 | 1606 | IMME size/duty mark — 35 × 28mm | 24.9744 | General Mechanical |  | STANDARD | ACTIVE | BC-0014
QSOR-0001302 | DISC-MECH | CAT-0045 | SUB-0258 | 1607 | IMME size/duty mark — 42 × 22mm | 28.9094 | General Mechanical |  | STANDARD | ACTIVE | BC-0014
QSOR-0001303 | DISC-MECH | CAT-0045 | SUB-0258 | 1608 | IMME size/duty mark — 42 × 28mm | 30.092 | General Mechanical |  | STANDARD | ACTIVE | BC-0014
QSOR-0001304 | DISC-MECH | CAT-0045 | SUB-0258 | 1609 | IMME size/duty mark — 42 × 35mm | 30.0217 | General Mechanical |  | STANDARD | ACTIVE | BC-0014
QSOR-0001305 | DISC-MECH | CAT-0045 | SUB-0258 | 1610 | IMME size/duty mark — 54 × 35mm | 35.4902 | General Mechanical |  | STANDARD | ACTIVE | BC-0014
QSOR-0001306 | DISC-MECH | CAT-0045 | SUB-0258 | 1611 | IMME size/duty mark — 54 × 42mm | 38.9312 | General Mechanical |  | STANDARD | ACTIVE | BC-0014
QSOR-0001307 | DISC-MECH | CAT-0045 | SUB-0259 | 1613 | IMME size/duty mark — 15mm | 14.675 | General Mechanical |  | STANDARD | ACTIVE | BC-0014
QSOR-0001308 | DISC-MECH | CAT-0045 | SUB-0259 | 1614 | IMME size/duty mark — 22mm | 16.0149 | General Mechanical |  | STANDARD | ACTIVE | BC-0014
QSOR-0001309 | DISC-MECH | CAT-0045 | SUB-0259 | 1615 | IMME size/duty mark — 28mm | 21.8356 | General Mechanical |  | STANDARD | ACTIVE | BC-0014
QSOR-0001310 | DISC-MECH | CAT-0045 | SUB-0259 | 1616 | IMME size/duty mark — 35mm | 28.8906 | General Mechanical |  | STANDARD | ACTIVE | BC-0014
QSOR-0001311 | DISC-MECH | CAT-0045 | SUB-0259 | 1617 | IMME size/duty mark — 42mm | 42.6382 | General Mechanical |  | STANDARD | ACTIVE | BC-0014
QSOR-0001312 | DISC-MECH | CAT-0045 | SUB-0259 | 1618 | IMME size/duty mark — 54mm | 54.8377 | General Mechanical |  | STANDARD | ACTIVE | BC-0014
QSOR-0001313 | DISC-MECH | CAT-0045 | SUB-0260 | 1620 | IMME size/duty mark — 15mm | 24.1806 | General Mechanical |  | STANDARD | ACTIVE | BC-0014
QSOR-0001314 | DISC-MECH | CAT-0045 | SUB-0260 | 1621 | IMME size/duty mark — 22mm | 26.1356 | General Mechanical |  | STANDARD | ACTIVE | BC-0014
QSOR-0001315 | DISC-MECH | CAT-0045 | SUB-0260 | 1622 | IMME size/duty mark — 28mm | 31.9738 | General Mechanical |  | STANDARD | ACTIVE | BC-0014
QSOR-0001316 | DISC-MECH | CAT-0045 | SUB-0260 | 1623 | IMME size/duty mark — 35mm | 39.2532 | General Mechanical |  | STANDARD | ACTIVE | BC-0014
QSOR-0001317 | DISC-MECH | CAT-0045 | SUB-0260 | 1624 | IMME size/duty mark — 42mm | 58.1625 | General Mechanical |  | STANDARD | ACTIVE | BC-0014
QSOR-0001318 | DISC-MECH | CAT-0045 | SUB-0260 | 1625 | IMME size/duty mark — 54mm | 70.1072 | General Mechanical |  | STANDARD | ACTIVE | BC-0014
QSOR-0001319 | DISC-MECH | CAT-0045 | SUB-0261 | 1627 | IMME size/duty mark — 22 × 15mm | 25.7539 | General Mechanical |  | STANDARD | ACTIVE | BC-0014
QSOR-0001320 | DISC-MECH | CAT-0045 | SUB-0261 | 1628 | IMME size/duty mark — 28 × 15mm | 30.319 | General Mechanical |  | STANDARD | ACTIVE | BC-0014
QSOR-0001321 | DISC-MECH | CAT-0045 | SUB-0261 | 1629 | IMME size/duty mark — 28 × 22mm | 35.9071 | General Mechanical |  | STANDARD | ACTIVE | BC-0014
QSOR-0001322 | DISC-MECH | CAT-0045 | SUB-0261 | 1630 | IMME size/duty mark — 35 × 22mm | 38.4844 | General Mechanical |  | STANDARD | ACTIVE | BC-0014
QSOR-0001323 | DISC-MECH | CAT-0045 | SUB-0261 | 1631 | IMME size/duty mark — 35 × 28mm | 41.1275 | General Mechanical |  | STANDARD | ACTIVE | BC-0014
QSOR-0001324 | DISC-MECH | CAT-0045 | SUB-0261 | 1632 | IMME size/duty mark — 42 × 28mm | 53.3192 | General Mechanical |  | STANDARD | ACTIVE | BC-0014
QSOR-0001325 | DISC-MECH | CAT-0045 | SUB-0261 | 1633 | IMME size/duty mark — 42 × 35mm | 58.1486 | General Mechanical |  | STANDARD | ACTIVE | BC-0014
QSOR-0001326 | DISC-MECH | CAT-0045 | SUB-0261 | 1634 | IMME size/duty mark — 54 × 35mm | 84.0674 | General Mechanical |  | STANDARD | ACTIVE | BC-0014
QSOR-0001327 | DISC-MECH | CAT-0045 | SUB-0261 | 1635 | IMME size/duty mark — 54 × 42mm | 85.2351 | General Mechanical |  | STANDARD | ACTIVE | BC-0014
QSOR-0001328 | DISC-MECH | CAT-0045 | SUB-0262 | 1637 | IMME size/duty mark — 15mm | 14.0453 | General Mechanical |  | STANDARD | ACTIVE | BC-0014
QSOR-0001329 | DISC-MECH | CAT-0045 | SUB-0262 | 1638 | IMME size/duty mark — 22mm | 17.2565 | General Mechanical |  | STANDARD | ACTIVE | BC-0014
QSOR-0001330 | DISC-MECH | CAT-0045 | SUB-0262 | 1639 | IMME size/duty mark — 28mm | 24.2977 | General Mechanical |  | STANDARD | ACTIVE | BC-0014
QSOR-0001331 | DISC-MECH | CAT-0045 | SUB-0262 | 1640 | IMME size/duty mark — 35mm | 32.3538 | General Mechanical |  | STANDARD | ACTIVE | BC-0014
QSOR-0001332 | DISC-MECH | CAT-0045 | SUB-0262 | 1641 | IMME size/duty mark — 42mm | 41.6347 | General Mechanical |  | STANDARD | ACTIVE | BC-0014
QSOR-0001333 | DISC-MECH | CAT-0045 | SUB-0262 | 1642 | IMME size/duty mark — 54mm | 71.8163 | General Mechanical |  | STANDARD | ACTIVE | BC-0014
QSOR-0001334 | DISC-MECH | CAT-0045 | SUB-0263 | 1644 | IMME size/duty mark — 15mm | 62.624 | General Mechanical |  | STANDARD | ACTIVE | BC-0014
QSOR-0001335 | DISC-MECH | CAT-0045 | SUB-0263 | 1645 | IMME size/duty mark — 22mm | 75.8518 | General Mechanical |  | STANDARD | ACTIVE | BC-0014
QSOR-0001336 | DISC-MECH | CAT-0045 | SUB-0263 | 1646 | IMME size/duty mark — 28mm | 94.5389 | General Mechanical |  | STANDARD | ACTIVE | BC-0014
QSOR-0001337 | DISC-MECH | CAT-0045 | SUB-0263 | 1647 | IMME size/duty mark — 35mm | 139.2711 | General Mechanical |  | STANDARD | ACTIVE | BC-0014
QSOR-0001338 | DISC-MECH | CAT-0045 | SUB-0263 | 1648 | IMME size/duty mark — 42mm | 206.8135 | General Mechanical |  | STANDARD | ACTIVE | BC-0014
QSOR-0001339 | DISC-MECH | CAT-0045 | SUB-0263 | 1649 | IMME size/duty mark — 54mm | 275.5806 | General Mechanical |  | STANDARD | ACTIVE | BC-0014
QSOR-0001340 | DISC-MECH | CAT-0045 | SUB-0264 | 1651 | IMME size/duty mark — 15mm | 20.3814 | General Mechanical |  | STANDARD | ACTIVE | BC-0014
QSOR-0001341 | DISC-MECH | CAT-0045 | SUB-0264 | 1652 | IMME size/duty mark — 22mm | 30.7384 | General Mechanical |  | STANDARD | ACTIVE | BC-0014
QSOR-0001342 | DISC-MECH | CAT-0045 | SUB-0264 | 1653 | IMME size/duty mark — 28mm | 85.8065 | General Mechanical |  | STANDARD | ACTIVE | BC-0014
QSOR-0001343 | DISC-MECH | CAT-0045 | SUB-0265 | 1655 | IMME size/duty mark — 15mm | 62.8209 | General Mechanical |  | STANDARD | ACTIVE | BC-0014
QSOR-0001344 | DISC-MECH | CAT-0045 | SUB-0265 | 1656 | IMME size/duty mark — 22mm | 71.0765 | General Mechanical |  | STANDARD | ACTIVE | BC-0014
QSOR-0001345 | DISC-MECH | CAT-0045 | SUB-0265 | 1657 | IMME size/duty mark — 28mm | 91.2231 | General Mechanical |  | STANDARD | ACTIVE | BC-0014
QSOR-0001346 | DISC-MECH | CAT-0045 | SUB-0265 | 1658 | IMME size/duty mark — 35mm | 138.7859 | General Mechanical |  | STANDARD | ACTIVE | BC-0014
QSOR-0001347 | DISC-MECH | CAT-0045 | SUB-0265 | 1659 | IMME size/duty mark — 42mm | 207.7638 | General Mechanical |  | STANDARD | ACTIVE | BC-0014
QSOR-0001348 | DISC-MECH | CAT-0045 | SUB-0265 | 1660 | IMME size/duty mark — 54mm | 284.7921 | General Mechanical |  | STANDARD | ACTIVE | BC-0014
QSOR-0001349 | DISC-MECH | CAT-0045 | SUB-0266 | 1662 | IMME size/duty mark — 15mm | 31.5914 | General Mechanical |  | STANDARD | ACTIVE | BC-0014
QSOR-0001350 | DISC-MECH | CAT-0045 | SUB-0266 | 1663 | IMME size/duty mark — 22mm | 42.9049 | General Mechanical |  | STANDARD | ACTIVE | BC-0014
QSOR-0001351 | DISC-MECH | CAT-0045 | SUB-0266 | 1664 | IMME size/duty mark — 28mm | 89.1451 | General Mechanical |  | STANDARD | ACTIVE | BC-0014
QSOR-0001352 | DISC-MECH | CAT-0045 | SUB-0266 | 1665 | IMME size/duty mark — 35mm | 156.945 | General Mechanical |  | STANDARD | ACTIVE | BC-0014
QSOR-0001353 | DISC-MECH | CAT-0045 | SUB-0266 | 1666 | IMME size/duty mark — 42mm | 199.9573 | General Mechanical |  | STANDARD | ACTIVE | BC-0014
QSOR-0001354 | DISC-MECH | CAT-0045 | SUB-0266 | 1667 | IMME size/duty mark — 54mm | 287.9901 | General Mechanical |  | STANDARD | ACTIVE | BC-0014
QSOR-0001355 | DISC-MECH | CAT-0045 | SUB-0267 | 1669 | IMME size/duty mark — 15mm | 61.8379 | General Mechanical |  | STANDARD | ACTIVE | BC-0014
QSOR-0001356 | DISC-MECH | CAT-0045 | SUB-0267 | 1670 | IMME size/duty mark — 22mm | 76.7729 | General Mechanical |  | STANDARD | ACTIVE | BC-0014
QSOR-0001357 | DISC-MECH | CAT-0045 | SUB-0267 | 1671 | IMME size/duty mark — 28mm | 108.2101 | General Mechanical |  | STANDARD | ACTIVE | BC-0014
QSOR-0001358 | DISC-MECH | CAT-0045 | SUB-0267 | 1672 | IMME size/duty mark — 35mm | 199.9835 | General Mechanical |  | STANDARD | ACTIVE | BC-0014
QSOR-0001359 | DISC-MECH | CAT-0045 | SUB-0267 | 1673 | IMME size/duty mark — 42mm | 283.4396 | General Mechanical |  | STANDARD | ACTIVE | BC-0014
QSOR-0001360 | DISC-MECH | CAT-0045 | SUB-0267 | 1674 | IMME size/duty mark — 54mm | 463.6249 | General Mechanical |  | STANDARD | ACTIVE | BC-0014
QSOR-0001361 | DISC-MECH | CAT-0046 | SUB-0268 | 1677 | IMME size/duty mark — 15mm | 25.2458 | General Mechanical |  | STANDARD | ACTIVE | BC-0014
QSOR-0001362 | DISC-MECH | CAT-0046 | SUB-0268 | 1678 | IMME size/duty mark — 22mm | 29.6299 | General Mechanical |  | STANDARD | ACTIVE | BC-0014
QSOR-0001363 | DISC-MECH | CAT-0046 | SUB-0268 | 1679 | IMME size/duty mark — 28mm | 34.6323 | General Mechanical |  | STANDARD | ACTIVE | BC-0014
QSOR-0001364 | DISC-MECH | CAT-0046 | SUB-0268 | 1680 | IMME size/duty mark — 35mm | 46.0559 | General Mechanical |  | STANDARD | ACTIVE | BC-0014
QSOR-0001365 | DISC-MECH | CAT-0046 | SUB-0268 | 1681 | IMME size/duty mark — 42mm | 52.4947 | General Mechanical |  | STANDARD | ACTIVE | BC-0014
QSOR-0001366 | DISC-MECH | CAT-0046 | SUB-0268 | 1682 | IMME size/duty mark — 54mm | 63.5988 | General Mechanical |  | STANDARD | ACTIVE | BC-0014
QSOR-0001367 | DISC-MECH | CAT-0046 | SUB-0269 | 1684 | IMME size/duty mark — 15mm | 29.1306 | General Mechanical |  | STANDARD | ACTIVE | BC-0014
QSOR-0001368 | DISC-MECH | CAT-0046 | SUB-0269 | 1685 | IMME size/duty mark — 22mm | 32.6914 | General Mechanical |  | STANDARD | ACTIVE | BC-0014
QSOR-0001369 | DISC-MECH | CAT-0046 | SUB-0269 | 1686 | IMME size/duty mark — 28mm | 34.7589 | General Mechanical |  | STANDARD | ACTIVE | BC-0014
QSOR-0001370 | DISC-MECH | CAT-0046 | SUB-0269 | 1687 | IMME size/duty mark — 35mm | 37.1148 | General Mechanical |  | STANDARD | ACTIVE | BC-0014
QSOR-0001371 | DISC-MECH | CAT-0046 | SUB-0269 | 1688 | IMME size/duty mark — 42mm | 42.248 | General Mechanical |  | STANDARD | ACTIVE | BC-0014
QSOR-0001372 | DISC-MECH | CAT-0046 | SUB-0269 | 1689 | IMME size/duty mark — 54mm | 47.3078 | General Mechanical |  | STANDARD | ACTIVE | BC-0014
QSOR-0001373 | DISC-MECH | CAT-0046 | SUB-0270 | 1691 | IMME size/duty mark — 15mm | 15.1128 | General Mechanical |  | STANDARD | ACTIVE | BC-0014
QSOR-0001374 | DISC-MECH | CAT-0046 | SUB-0270 | 1692 | IMME size/duty mark — 22mm | 16.8158 | General Mechanical |  | STANDARD | ACTIVE | BC-0014
QSOR-0001375 | DISC-MECH | CAT-0046 | SUB-0270 | 1693 | IMME size/duty mark — 28mm | 20.2819 | General Mechanical |  | STANDARD | ACTIVE | BC-0014
QSOR-0001376 | DISC-MECH | CAT-0046 | SUB-0270 | 1694 | IMME size/duty mark — 35mm | 27.6231 | General Mechanical |  | STANDARD | ACTIVE | BC-0014
QSOR-0001377 | DISC-MECH | CAT-0046 | SUB-0270 | 1695 | IMME size/duty mark — 42mm | 30.7475 | General Mechanical |  | STANDARD | ACTIVE | BC-0014
QSOR-0001378 | DISC-MECH | CAT-0046 | SUB-0270 | 1696 | IMME size/duty mark — 54mm | 38.7354 | General Mechanical |  | STANDARD | ACTIVE | BC-0014
QSOR-0001379 | DISC-MECH | CAT-0046 | SUB-0271 | 1698 | IMME size/duty mark — 15mm | 22.2179 | General Mechanical |  | STANDARD | ACTIVE | BC-0014
QSOR-0001380 | DISC-MECH | CAT-0046 | SUB-0271 | 1699 | IMME size/duty mark — 22mm | 26.982 | General Mechanical |  | STANDARD | ACTIVE | BC-0014
QSOR-0001381 | DISC-MECH | CAT-0046 | SUB-0271 | 1700 | IMME size/duty mark — 28mm | 30.9294 | General Mechanical |  | STANDARD | ACTIVE | BC-0014
QSOR-0001382 | DISC-MECH | CAT-0046 | SUB-0271 | 1701 | IMME size/duty mark — 35mm | 36.7938 | General Mechanical |  | STANDARD | ACTIVE | BC-0014
QSOR-0001383 | DISC-MECH | CAT-0046 | SUB-0271 | 1702 | IMME size/duty mark — 42mm | 44.5301 | General Mechanical |  | STANDARD | ACTIVE | BC-0014
QSOR-0001384 | DISC-MECH | CAT-0046 | SUB-0271 | 1703 | IMME size/duty mark — 54mm | 51.3058 | General Mechanical |  | STANDARD | ACTIVE | BC-0014
QSOR-0001385 | DISC-MECH | CAT-0046 | SUB-0272 | 1705 | IMME size/duty mark — 22 x 15mm | 28.8818 | General Mechanical |  | STANDARD | ACTIVE | BC-0014
QSOR-0001386 | DISC-MECH | CAT-0046 | SUB-0272 | 1706 | IMME size/duty mark — 28 x 22mm | 31.4999 | General Mechanical |  | STANDARD | ACTIVE | BC-0014
QSOR-0001387 | DISC-MECH | CAT-0046 | SUB-0272 | 1707 | IMME size/duty mark — 35 x 28mm | 36.6837 | General Mechanical |  | STANDARD | ACTIVE | BC-0014
QSOR-0001388 | DISC-MECH | CAT-0046 | SUB-0272 | 1708 | IMME size/duty mark — 42 x 35mm | 42.9017 | General Mechanical |  | STANDARD | ACTIVE | BC-0014
QSOR-0001389 | DISC-MECH | CAT-0046 | SUB-0272 | 1709 | IMME size/duty mark — 54 x 42mm | 75.4542 | General Mechanical |  | STANDARD | ACTIVE | BC-0014
QSOR-0001390 | DISC-MECH | CAT-0046 | SUB-0273 | 1711 | IMME size/duty mark — 15mm | 45.4244 | General Mechanical |  | STANDARD | ACTIVE | BC-0014
QSOR-0001391 | DISC-MECH | CAT-0046 | SUB-0273 | 1712 | IMME size/duty mark — 22mm | 61.2032 | General Mechanical |  | STANDARD | ACTIVE | BC-0014
QSOR-0001392 | DISC-MECH | CAT-0046 | SUB-0273 | 1713 | IMME size/duty mark — 28mm | 76.3045 | General Mechanical |  | STANDARD | ACTIVE | BC-0014
QSOR-0001393 | DISC-MECH | CAT-0046 | SUB-0273 | 1714 | IMME size/duty mark — 35mm | 111.3236 | General Mechanical |  | STANDARD | ACTIVE | BC-0014
QSOR-0001394 | DISC-MECH | CAT-0046 | SUB-0273 | 1715 | IMME size/duty mark — 42mm | 137.6344 | General Mechanical |  | STANDARD | ACTIVE | BC-0014
QSOR-0001395 | DISC-MECH | CAT-0046 | SUB-0273 | 1716 | IMME size/duty mark — 54mm | 197.0828 | General Mechanical |  | STANDARD | ACTIVE | BC-0014
QSOR-0001396 | DISC-MECH | CAT-0046 | SUB-0274 | 1718 | IMME size/duty mark — 15mm | 27.4773 | General Mechanical |  | STANDARD | ACTIVE | BC-0014
QSOR-0001397 | DISC-MECH | CAT-0046 | SUB-0274 | 1719 | IMME size/duty mark — 22mm | 30.6915 | General Mechanical |  | STANDARD | ACTIVE | BC-0014
QSOR-0001398 | DISC-MECH | CAT-0046 | SUB-0274 | 1720 | IMME size/duty mark — 28mm | 35.135 | General Mechanical |  | STANDARD | ACTIVE | BC-0014
QSOR-0001399 | DISC-MECH | CAT-0046 | SUB-0274 | 1721 | IMME size/duty mark — 35mm | 63.9488 | General Mechanical |  | STANDARD | ACTIVE | BC-0014
QSOR-0001400 | DISC-MECH | CAT-0046 | SUB-0274 | 1722 | IMME size/duty mark — 42mm | 75.7256 | General Mechanical |  | STANDARD | ACTIVE | BC-0014
QSOR-0001401 | DISC-MECH | CAT-0046 | SUB-0274 | 1723 | IMME size/duty mark — 54mm | 116.8511 | General Mechanical |  | STANDARD | ACTIVE | BC-0014
QSOR-0001402 | DISC-MECH | CAT-0046 | SUB-0275 | 1725 | IMME size/duty mark — 15mm | 45.179 | General Mechanical |  | STANDARD | ACTIVE | BC-0014
QSOR-0001403 | DISC-MECH | CAT-0046 | SUB-0275 | 1726 | IMME size/duty mark — 22mm | 55.02 | General Mechanical |  | STANDARD | ACTIVE | BC-0014
QSOR-0001404 | DISC-MECH | CAT-0046 | SUB-0275 | 1727 | IMME size/duty mark — 28mm | 62.4712 | General Mechanical |  | STANDARD | ACTIVE | BC-0014
QSOR-0001405 | DISC-MECH | CAT-0046 | SUB-0275 | 1728 | IMME size/duty mark — 35mm | 74.8789 | General Mechanical |  | STANDARD | ACTIVE | BC-0014
QSOR-0001406 | DISC-MECH | CAT-0046 | SUB-0275 | 1729 | IMME size/duty mark — 42mm | 91.1205 | General Mechanical |  | STANDARD | ACTIVE | BC-0014
QSOR-0001407 | DISC-MECH | CAT-0046 | SUB-0275 | 1730 | IMME size/duty mark — 54mm | 104.9693 | General Mechanical |  | STANDARD | ACTIVE | BC-0014
QSOR-0001408 | DISC-MECH | CAT-0047 | SUB-0276 | 1733 | IMME size/duty mark — 15mm | 28.5437 | General Mechanical |  | STANDARD | ACTIVE | BC-0014
QSOR-0001409 | DISC-MECH | CAT-0047 | SUB-0276 | 1734 | IMME size/duty mark — 22mm | 34.9451 | General Mechanical |  | STANDARD | ACTIVE | BC-0014
QSOR-0001410 | DISC-MECH | CAT-0047 | SUB-0276 | 1735 | IMME size/duty mark — 28mm | 39.7233 | General Mechanical |  | STANDARD | ACTIVE | BC-0014
QSOR-0001411 | DISC-MECH | CAT-0047 | SUB-0276 | 1736 | IMME size/duty mark — 35mm | 53.1023 | General Mechanical |  | STANDARD | ACTIVE | BC-0014
QSOR-0001412 | DISC-MECH | CAT-0047 | SUB-0276 | 1737 | IMME size/duty mark — 42mm | 61.5128 | General Mechanical |  | STANDARD | ACTIVE | BC-0014
QSOR-0001413 | DISC-MECH | CAT-0047 | SUB-0276 | 1738 | IMME size/duty mark — 54mm | 73.6839 | General Mechanical |  | STANDARD | ACTIVE | BC-0014
QSOR-0001414 | DISC-MECH | CAT-0047 | SUB-0277 | 1740 | IMME size/duty mark — 15mm | 26.1881 | General Mechanical |  | STANDARD | ACTIVE | BC-0014
QSOR-0001415 | DISC-MECH | CAT-0047 | SUB-0277 | 1741 | IMME size/duty mark — 22mm | 29.6461 | General Mechanical |  | STANDARD | ACTIVE | BC-0014
QSOR-0001416 | DISC-MECH | CAT-0047 | SUB-0277 | 1742 | IMME size/duty mark — 28mm | 32.5538 | General Mechanical |  | STANDARD | ACTIVE | BC-0014
QSOR-0001417 | DISC-MECH | CAT-0047 | SUB-0277 | 1743 | IMME size/duty mark — 35mm | 39.1944 | General Mechanical |  | STANDARD | ACTIVE | BC-0014
QSOR-0001418 | DISC-MECH | CAT-0047 | SUB-0277 | 1744 | IMME size/duty mark — 42mm | 49.3617 | General Mechanical |  | STANDARD | ACTIVE | BC-0014
QSOR-0001419 | DISC-MECH | CAT-0047 | SUB-0277 | 1745 | IMME size/duty mark — 54mm | 56.5791 | General Mechanical |  | STANDARD | ACTIVE | BC-0014
QSOR-0001420 | DISC-MECH | CAT-0047 | SUB-0278 | 1747 | IMME size/duty mark — 22mm | 18.4169 | General Mechanical |  | STANDARD | ACTIVE | BC-0014
QSOR-0001421 | DISC-MECH | CAT-0047 | SUB-0278 | 1748 | IMME size/duty mark — 28mm | 22.147 | General Mechanical |  | STANDARD | ACTIVE | BC-0014
QSOR-0001422 | DISC-MECH | CAT-0047 | SUB-0278 | 1749 | IMME size/duty mark — 35mm | 28.3562 | General Mechanical |  | STANDARD | ACTIVE | BC-0014
QSOR-0001423 | DISC-MECH | CAT-0047 | SUB-0278 | 1750 | IMME size/duty mark — 42mm | 37.6405 | General Mechanical |  | STANDARD | ACTIVE | BC-0014
QSOR-0001424 | DISC-MECH | CAT-0047 | SUB-0278 | 1751 | IMME size/duty mark — 54mm | 44.6998 | General Mechanical |  | STANDARD | ACTIVE | BC-0014
QSOR-0001425 | DISC-MECH | CAT-0047 | SUB-0279 | 1753 | IMME size/duty mark — 22 x 15mm | 30.975 | General Mechanical |  | STANDARD | ACTIVE | BC-0014
QSOR-0001426 | DISC-MECH | CAT-0047 | SUB-0279 | 1754 | IMME size/duty mark — 28 x 15mm | 31.6102 | General Mechanical |  | STANDARD | ACTIVE | BC-0014
QSOR-0001427 | DISC-MECH | CAT-0047 | SUB-0279 | 1755 | IMME size/duty mark — 28 x 22mm | 34.1166 | General Mechanical |  | STANDARD | ACTIVE | BC-0014
QSOR-0001428 | DISC-MECH | CAT-0047 | SUB-0279 | 1756 | IMME size/duty mark — 35 x 22mm | 35.0401 | General Mechanical |  | STANDARD | ACTIVE | BC-0014
QSOR-0001429 | DISC-MECH | CAT-0047 | SUB-0279 | 1757 | IMME size/duty mark — 35 x 28mm | 44.2995 | General Mechanical |  | STANDARD | ACTIVE | BC-0014
QSOR-0001430 | DISC-MECH | CAT-0047 | SUB-0279 | 1758 | IMME size/duty mark — 42 x 35mm | 49.1819 | General Mechanical |  | STANDARD | ACTIVE | BC-0014
QSOR-0001431 | DISC-MECH | CAT-0047 | SUB-0279 | 1759 | IMME size/duty mark — 54 x 42mm | 54.7222 | General Mechanical |  | STANDARD | ACTIVE | BC-0014
QSOR-0001432 | DISC-MECH | CAT-0047 | SUB-0280 | 1761 | IMME size/duty mark — 15mm | 31.9436 | General Mechanical |  | STANDARD | ACTIVE | BC-0014
QSOR-0001433 | DISC-MECH | CAT-0047 | SUB-0280 | 1762 | IMME size/duty mark — 22mm | 39.612 | General Mechanical |  | STANDARD | ACTIVE | BC-0014
QSOR-0001434 | DISC-MECH | CAT-0047 | SUB-0280 | 1763 | IMME size/duty mark — 28mm | 47.1557 | General Mechanical |  | STANDARD | ACTIVE | BC-0014
QSOR-0001435 | DISC-MECH | CAT-0047 | SUB-0280 | 1764 | IMME size/duty mark — 35mm | 66.7095 | General Mechanical |  | STANDARD | ACTIVE | BC-0014
QSOR-0001436 | DISC-MECH | CAT-0047 | SUB-0280 | 1765 | IMME size/duty mark — 42mm | 93.2385 | General Mechanical |  | STANDARD | ACTIVE | BC-0014
QSOR-0001437 | DISC-MECH | CAT-0047 | SUB-0280 | 1766 | IMME size/duty mark — 54mm | 120.553 | General Mechanical |  | STANDARD | ACTIVE | BC-0014
QSOR-0001438 | DISC-MECH | CAT-0047 | SUB-0281 | 1768 | IMME size/duty mark — 15mm | 51.1244 | General Mechanical |  | STANDARD | ACTIVE | BC-0014
QSOR-0001439 | DISC-MECH | CAT-0047 | SUB-0281 | 1769 | IMME size/duty mark — 22mm | 57.3481 | General Mechanical |  | STANDARD | ACTIVE | BC-0014
QSOR-0001440 | DISC-MECH | CAT-0047 | SUB-0281 | 1770 | IMME size/duty mark — 28mm | 66.4504 | General Mechanical |  | STANDARD | ACTIVE | BC-0014
QSOR-0001441 | DISC-MECH | CAT-0047 | SUB-0281 | 1771 | IMME size/duty mark — 35mm | 77.0296 | General Mechanical |  | STANDARD | ACTIVE | BC-0014
QSOR-0001442 | DISC-MECH | CAT-0047 | SUB-0281 | 1772 | IMME size/duty mark — 42mm | 102.1414 | General Mechanical |  | STANDARD | ACTIVE | BC-0014
QSOR-0001443 | DISC-MECH | CAT-0047 | SUB-0281 | 1773 | IMME size/duty mark — 54mm | 118.6267 | General Mechanical |  | STANDARD | ACTIVE | BC-0014
QSOR-0001444 | DISC-MECH | CAT-0047 | SUB-0282 | 1775 | IMME size/duty mark — 22 × 15mm | 57.5082 | General Mechanical |  | STANDARD | ACTIVE | BC-0014
QSOR-0001445 | DISC-MECH | CAT-0047 | SUB-0282 | 1776 | IMME size/duty mark — 28 × 15mm | 63.3807 | General Mechanical |  | STANDARD | ACTIVE | BC-0014
QSOR-0001446 | DISC-MECH | CAT-0047 | SUB-0282 | 1777 | IMME size/duty mark — 28 × 22mm | 68.8758 | General Mechanical |  | STANDARD | ACTIVE | BC-0014
QSOR-0001447 | DISC-MECH | CAT-0047 | SUB-0282 | 1778 | IMME size/duty mark — 35 × 22mm | 76.0361 | General Mechanical |  | STANDARD | ACTIVE | BC-0014
QSOR-0001448 | DISC-MECH | CAT-0047 | SUB-0282 | 1779 | IMME size/duty mark — 35 × 28mm | 83.6545 | General Mechanical |  | STANDARD | ACTIVE | BC-0014
QSOR-0001449 | DISC-MECH | CAT-0047 | SUB-0282 | 1780 | IMME size/duty mark — 42 × 28mm | 92.0434 | General Mechanical |  | STANDARD | ACTIVE | BC-0014
QSOR-0001450 | DISC-MECH | CAT-0047 | SUB-0282 | 1781 | IMME size/duty mark — 42 × 35mm | 101.1685 | General Mechanical |  | STANDARD | ACTIVE | BC-0014
QSOR-0001451 | DISC-MECH | CAT-0047 | SUB-0282 | 1782 | IMME size/duty mark — 54 × 35mm | 111.4005 | General Mechanical |  | STANDARD | ACTIVE | BC-0014
QSOR-0001452 | DISC-MECH | CAT-0047 | SUB-0282 | 1783 | IMME size/duty mark — 54 × 42mm | 122.5079 | General Mechanical |  | STANDARD | ACTIVE | BC-0014
QSOR-0001453 | DISC-MECH | CAT-0048 | SUB-0283 | 1786 | IMME size/duty mark — 10mm | 35.6596 | General Mechanical |  | STANDARD | ACTIVE | BC-0014
QSOR-0001454 | DISC-MECH | CAT-0048 | SUB-0283 | 1787 | IMME size/duty mark — 15mm | 40.8605 | General Mechanical |  | STANDARD | ACTIVE | BC-0014
QSOR-0001455 | DISC-MECH | CAT-0048 | SUB-0283 | 1788 | IMME size/duty mark — 20mm | 42.8319 | General Mechanical |  | STANDARD | ACTIVE | BC-0014
QSOR-0001456 | DISC-MECH | CAT-0048 | SUB-0283 | 1789 | IMME size/duty mark — 25mm | 45.5743 | General Mechanical |  | STANDARD | ACTIVE | BC-0014
QSOR-0001457 | DISC-MECH | CAT-0048 | SUB-0283 | 1790 | IMME size/duty mark — 32mm | 50.9174 | General Mechanical |  | STANDARD | ACTIVE | BC-0014
QSOR-0001458 | DISC-MECH | CAT-0048 | SUB-0283 | 1791 | IMME size/duty mark — 40mm | 57.1195 | General Mechanical |  | STANDARD | ACTIVE | BC-0014
QSOR-0001459 | DISC-MECH | CAT-0048 | SUB-0283 | 1792 | IMME size/duty mark — 50mm | 66.0599 | General Mechanical |  | STANDARD | ACTIVE | BC-0014
QSOR-0001460 | DISC-MECH | CAT-0048 | SUB-0283 | 1793 | IMME size/duty mark — 65mm | 78.7826 | General Mechanical |  | STANDARD | ACTIVE | BC-0014
QSOR-0001461 | DISC-MECH | CAT-0048 | SUB-0283 | 1794 | IMME size/duty mark — 80mm | 96.0354 | General Mechanical |  | STANDARD | ACTIVE | BC-0014
QSOR-0001462 | DISC-MECH | CAT-0048 | SUB-0283 | 1795 | IMME size/duty mark — 100mm | 156.9189 | General Mechanical |  | STANDARD | ACTIVE | BC-0014
QSOR-0001463 | DISC-MECH | CAT-0048 | SUB-0283 | 1796 | IMME size/duty mark — 125mm | 214.4614 | General Mechanical |  | STANDARD | ACTIVE | BC-0014
QSOR-0001464 | DISC-MECH | CAT-0048 | SUB-0283 | 1797 | IMME size/duty mark — 150mm | 249.1606 | General Mechanical |  | STANDARD | ACTIVE | BC-0014
QSOR-0001465 | DISC-MECH | CAT-0048 | SUB-0284 | 1799 | IMME size/duty mark — 10mm | 28.4223 | General Mechanical |  | STANDARD | ACTIVE | BC-0014
QSOR-0001466 | DISC-MECH | CAT-0048 | SUB-0284 | 1800 | IMME size/duty mark — 15mm | 32.7984 | General Mechanical |  | STANDARD | ACTIVE | BC-0014
QSOR-0001467 | DISC-MECH | CAT-0048 | SUB-0284 | 1801 | IMME size/duty mark — 20mm | 34.5565 | General Mechanical |  | STANDARD | ACTIVE | BC-0014
QSOR-0001468 | DISC-MECH | CAT-0048 | SUB-0284 | 1802 | IMME size/duty mark — 25mm | 36.3389 | General Mechanical |  | STANDARD | ACTIVE | BC-0014
QSOR-0001469 | DISC-MECH | CAT-0048 | SUB-0284 | 1803 | IMME size/duty mark — 32mm | 40.5241 | General Mechanical |  | STANDARD | ACTIVE | BC-0014
QSOR-0001470 | DISC-MECH | CAT-0048 | SUB-0284 | 1804 | IMME size/duty mark — 40mm | 45.245 | General Mechanical |  | STANDARD | ACTIVE | BC-0014
QSOR-0001471 | DISC-MECH | CAT-0048 | SUB-0284 | 1805 | IMME size/duty mark — 50mm | 51.9355 | General Mechanical |  | STANDARD | ACTIVE | BC-0014
QSOR-0001472 | DISC-MECH | CAT-0048 | SUB-0284 | 1806 | IMME size/duty mark — 65mm | 62.101 | General Mechanical |  | STANDARD | ACTIVE | BC-0014
QSOR-0001473 | DISC-MECH | CAT-0048 | SUB-0284 | 1807 | IMME size/duty mark — 80mm | 75.8486 | General Mechanical |  | STANDARD | ACTIVE | BC-0014
QSOR-0001474 | DISC-MECH | CAT-0048 | SUB-0284 | 1808 | IMME size/duty mark — 100mm | 124.6217 | General Mechanical |  | STANDARD | ACTIVE | BC-0014
QSOR-0001475 | DISC-MECH | CAT-0048 | SUB-0284 | 1809 | IMME size/duty mark — 125mm | 170.6289 | General Mechanical |  | STANDARD | ACTIVE | BC-0014
QSOR-0001476 | DISC-MECH | CAT-0048 | SUB-0284 | 1810 | IMME size/duty mark — 150mm | 198.0198 | General Mechanical |  | STANDARD | ACTIVE | BC-0014
QSOR-0001477 | DISC-MECH | CAT-0048 | SUB-0285 | 1812 | IMME size/duty mark — 15mm | 7.8487 | General Mechanical |  | STANDARD | ACTIVE | BC-0014
QSOR-0001478 | DISC-MECH | CAT-0048 | SUB-0285 | 1813 | IMME size/duty mark — 20mm | 8.1393 | General Mechanical |  | STANDARD | ACTIVE | BC-0014
QSOR-0001479 | DISC-MECH | CAT-0048 | SUB-0285 | 1814 | IMME size/duty mark — 25mm | 8.8321 | General Mechanical |  | STANDARD | ACTIVE | BC-0014
QSOR-0001480 | DISC-MECH | CAT-0048 | SUB-0285 | 1815 | IMME size/duty mark — 32mm | 10.4658 | General Mechanical |  | STANDARD | ACTIVE | BC-0014
QSOR-0001481 | DISC-MECH | CAT-0048 | SUB-0285 | 1816 | IMME size/duty mark — 40mm | 12.7093 | General Mechanical |  | STANDARD | ACTIVE | BC-0014
QSOR-0001482 | DISC-MECH | CAT-0048 | SUB-0285 | 1817 | IMME size/duty mark — 50mm | 14.1623 | General Mechanical |  | STANDARD | ACTIVE | BC-0014
QSOR-0001483 | DISC-MECH | CAT-0048 | SUB-0285 | 1818 | IMME size/duty mark — 65mm | 18.587 | General Mechanical |  | STANDARD | ACTIVE | BC-0014
QSOR-0001484 | DISC-MECH | CAT-0048 | SUB-0285 | 1819 | IMME size/duty mark — 80mm | 23.9487 | General Mechanical |  | STANDARD | ACTIVE | BC-0014
QSOR-0001485 | DISC-MECH | CAT-0048 | SUB-0285 | 1820 | IMME size/duty mark — 100mm | 28.8947 | General Mechanical |  | STANDARD | ACTIVE | BC-0014
QSOR-0001486 | DISC-MECH | CAT-0048 | SUB-0286 | 1822 | IMME size/duty mark — 15mm | 42.2143 | General Mechanical |  | STANDARD | ACTIVE | BC-0014
QSOR-0001487 | DISC-MECH | CAT-0048 | SUB-0286 | 1823 | IMME size/duty mark — 20mm | 46.8458 | General Mechanical |  | STANDARD | ACTIVE | BC-0014
QSOR-0001488 | DISC-MECH | CAT-0048 | SUB-0286 | 1824 | IMME size/duty mark — 25mm | 48.8691 | General Mechanical |  | STANDARD | ACTIVE | BC-0014
QSOR-0001489 | DISC-MECH | CAT-0048 | SUB-0286 | 1825 | IMME size/duty mark — 32mm | 52.594 | General Mechanical |  | STANDARD | ACTIVE | BC-0014
QSOR-0001490 | DISC-MECH | CAT-0048 | SUB-0286 | 1826 | IMME size/duty mark — 40mm | 55.5728 | General Mechanical |  | STANDARD | ACTIVE | BC-0014
QSOR-0001491 | DISC-MECH | CAT-0048 | SUB-0286 | 1827 | IMME size/duty mark — 50mm | 62.4051 | General Mechanical |  | STANDARD | ACTIVE | BC-0014
QSOR-0001492 | DISC-MECH | CAT-0048 | SUB-0286 | 1828 | IMME size/duty mark — 65mm | 81.5896 | General Mechanical |  | STANDARD | ACTIVE | BC-0014
QSOR-0001493 | DISC-MECH | CAT-0048 | SUB-0286 | 1829 | IMME size/duty mark — 80mm | 105.5974 | General Mechanical |  | STANDARD | ACTIVE | BC-0014
QSOR-0001494 | DISC-MECH | CAT-0048 | SUB-0286 | 1830 | IMME size/duty mark — 100mm | 123.5071 | General Mechanical |  | STANDARD | ACTIVE | BC-0014
QSOR-0001495 | DISC-MECH | CAT-0048 | SUB-0286 | 1831 | IMME size/duty mark — 125mm | 196.3556 | General Mechanical |  | STANDARD | ACTIVE | BC-0014
QSOR-0001496 | DISC-MECH | CAT-0048 | SUB-0286 | 1832 | IMME size/duty mark — 150mm | 213.1813 | General Mechanical |  | STANDARD | ACTIVE | BC-0014
QSOR-0001497 | DISC-MECH | CAT-0048 | SUB-0287 | 1834 | IMME size/duty mark — 15mm | 21.7549 | General Mechanical |  | STANDARD | ACTIVE | BC-0014
QSOR-0001498 | DISC-MECH | CAT-0048 | SUB-0287 | 1835 | IMME size/duty mark — 20mm | 29.7384 | General Mechanical |  | STANDARD | ACTIVE | BC-0014
QSOR-0001499 | DISC-MECH | CAT-0048 | SUB-0287 | 1836 | IMME size/duty mark — 25mm | 33.4991 | General Mechanical |  | STANDARD | ACTIVE | BC-0014
QSOR-0001500 | DISC-MECH | CAT-0048 | SUB-0287 | 1837 | IMME size/duty mark — 32mm | 40.6623 | General Mechanical |  | STANDARD | ACTIVE | BC-0014
QSOR-0001501 | DISC-MECH | CAT-0048 | SUB-0287 | 1838 | IMME size/duty mark — 40mm | 46.3835 | General Mechanical |  | STANDARD | ACTIVE | BC-0014
QSOR-0001502 | DISC-MECH | CAT-0048 | SUB-0287 | 1839 | IMME size/duty mark — 50mm | 56.5588 | General Mechanical |  | STANDARD | ACTIVE | BC-0014
QSOR-0001503 | DISC-MECH | CAT-0048 | SUB-0287 | 1840 | IMME size/duty mark — 65mm | 77.6168 | General Mechanical |  | STANDARD | ACTIVE | BC-0014
QSOR-0001504 | DISC-MECH | CAT-0048 | SUB-0287 | 1841 | IMME size/duty mark — 80mm | 96.7639 | General Mechanical |  | STANDARD | ACTIVE | BC-0014
QSOR-0001505 | DISC-MECH | CAT-0048 | SUB-0287 | 1842 | IMME size/duty mark — 100mm | 142.7063 | General Mechanical |  | STANDARD | ACTIVE | BC-0014
QSOR-0001506 | DISC-MECH | CAT-0048 | SUB-0287 | 1843 | IMME size/duty mark — 125mm | 206.3443 | General Mechanical |  | STANDARD | ACTIVE | BC-0014
QSOR-0001507 | DISC-MECH | CAT-0048 | SUB-0287 | 1844 | IMME size/duty mark — 150mm | 281.3956 | General Mechanical |  | STANDARD | ACTIVE | BC-0014
QSOR-0001508 | DISC-MECH | CAT-0048 | SUB-0288 | 1846 | IMME size/duty mark — 15mm | 28.3094 | General Mechanical |  | STANDARD | ACTIVE | BC-0014
QSOR-0001509 | DISC-MECH | CAT-0048 | SUB-0288 | 1847 | IMME size/duty mark — 20mm | 37.2361 | General Mechanical |  | STANDARD | ACTIVE | BC-0014
QSOR-0001510 | DISC-MECH | CAT-0048 | SUB-0288 | 1848 | IMME size/duty mark — 25mm | 45.388 | General Mechanical |  | STANDARD | ACTIVE | BC-0014
QSOR-0001511 | DISC-MECH | CAT-0048 | SUB-0288 | 1849 | IMME size/duty mark — 32mm | 55.7814 | General Mechanical |  | STANDARD | ACTIVE | BC-0014
QSOR-0001512 | DISC-MECH | CAT-0048 | SUB-0288 | 1850 | IMME size/duty mark — 40mm | 66.8548 | General Mechanical |  | STANDARD | ACTIVE | BC-0014
QSOR-0001513 | DISC-MECH | CAT-0048 | SUB-0288 | 1851 | IMME size/duty mark — 50mm | 86.7448 | General Mechanical |  | STANDARD | ACTIVE | BC-0014
QSOR-0001514 | DISC-MECH | CAT-0048 | SUB-0288 | 1852 | IMME size/duty mark — 65mm | 167.2758 | General Mechanical |  | STANDARD | ACTIVE | BC-0014
QSOR-0001515 | DISC-MECH | CAT-0048 | SUB-0288 | 1853 | IMME size/duty mark — 80mm | 193.9358 | General Mechanical |  | STANDARD | ACTIVE | BC-0014
QSOR-0001516 | DISC-MECH | CAT-0048 | SUB-0288 | 1854 | IMME size/duty mark — 100mm | 213.7588 | General Mechanical |  | STANDARD | ACTIVE | BC-0014
QSOR-0001517 | DISC-MECH | CAT-0048 | SUB-0288 | 1855 | IMME size/duty mark — 125mm | 234.6511 | General Mechanical |  | STANDARD | ACTIVE | BC-0014
QSOR-0001518 | DISC-MECH | CAT-0048 | SUB-0288 | 1856 | IMME size/duty mark — 150mm | 258.8893 | General Mechanical |  | STANDARD | ACTIVE | BC-0014
QSOR-0001519 | DISC-MECH | CAT-0048 | SUB-0289 | 1858 | IMME size/duty mark — 15mm | 25.1063 | General Mechanical |  | STANDARD | ACTIVE | BC-0014
QSOR-0001520 | DISC-MECH | CAT-0048 | SUB-0289 | 1859 | IMME size/duty mark — 20mm | 32.6654 | General Mechanical |  | STANDARD | ACTIVE | BC-0014
QSOR-0001521 | DISC-MECH | CAT-0048 | SUB-0289 | 1860 | IMME size/duty mark — 25mm | 37.8766 | General Mechanical |  | STANDARD | ACTIVE | BC-0014
QSOR-0001522 | DISC-MECH | CAT-0048 | SUB-0289 | 1861 | IMME size/duty mark — 32mm | 44.702 | General Mechanical |  | STANDARD | ACTIVE | BC-0014
QSOR-0001523 | DISC-MECH | CAT-0048 | SUB-0289 | 1862 | IMME size/duty mark — 40mm | 51.7427 | General Mechanical |  | STANDARD | ACTIVE | BC-0014
QSOR-0001524 | DISC-MECH | CAT-0048 | SUB-0289 | 1863 | IMME size/duty mark — 50mm | 64.3318 | General Mechanical |  | STANDARD | ACTIVE | BC-0014
QSOR-0001525 | DISC-MECH | CAT-0048 | SUB-0289 | 1864 | IMME size/duty mark — 65mm | 85.8242 | General Mechanical |  | STANDARD | ACTIVE | BC-0014
QSOR-0001526 | DISC-MECH | CAT-0048 | SUB-0289 | 1865 | IMME size/duty mark — 80mm | 103.6826 | General Mechanical |  | STANDARD | ACTIVE | BC-0014
QSOR-0001527 | DISC-MECH | CAT-0048 | SUB-0289 | 1866 | IMME size/duty mark — 100mm | 155.744 | General Mechanical |  | STANDARD | ACTIVE | BC-0014
QSOR-0001528 | DISC-MECH | CAT-0048 | SUB-0289 | 1867 | IMME size/duty mark — 150mm | 280.686 | General Mechanical |  | STANDARD | ACTIVE | BC-0014
QSOR-0001529 | DISC-MECH | CAT-0048 | SUB-0290 | 1869 | IMME size/duty mark — 20 x 15mm | 36.764 | General Mechanical |  | STANDARD | ACTIVE | BC-0014
QSOR-0001530 | DISC-MECH | CAT-0048 | SUB-0290 | 1870 | IMME size/duty mark — 25 × 15mm | 39.772 | General Mechanical |  | STANDARD | ACTIVE | BC-0014
QSOR-0001531 | DISC-MECH | CAT-0048 | SUB-0290 | 1871 | IMME size/duty mark — 25 × 20mm | 54.1538 | General Mechanical |  | STANDARD | ACTIVE | BC-0014
QSOR-0001532 | DISC-MECH | CAT-0048 | SUB-0290 | 1872 | IMME size/duty mark — 32 × 25mm | 61.9699 | General Mechanical |  | STANDARD | ACTIVE | BC-0014
QSOR-0001533 | DISC-MECH | CAT-0048 | SUB-0290 | 1873 | IMME size/duty mark — 40 × 25mm | 57.2299 | General Mechanical |  | STANDARD | ACTIVE | BC-0014
QSOR-0001534 | DISC-MECH | CAT-0048 | SUB-0290 | 1874 | IMME size/duty mark — 40 × 32mm | 69.5401 | General Mechanical |  | STANDARD | ACTIVE | BC-0014
QSOR-0001535 | DISC-MECH | CAT-0048 | SUB-0290 | 1875 | IMME size/duty mark — 50 × 25mm | 74.9388 | General Mechanical |  | STANDARD | ACTIVE | BC-0014
QSOR-0001536 | DISC-MECH | CAT-0048 | SUB-0290 | 1876 | IMME size/duty mark — 50 × 40mm | 86.1267 | General Mechanical |  | STANDARD | ACTIVE | BC-0014
QSOR-0001537 | DISC-MECH | CAT-0048 | SUB-0290 | 1877 | IMME size/duty mark — 65 × 50mm | 94.9073 | General Mechanical |  | STANDARD | ACTIVE | BC-0014
QSOR-0001538 | DISC-MECH | CAT-0048 | SUB-0290 | 1878 | IMME size/duty mark — 80 × 50mm | 113.3653 | General Mechanical |  | STANDARD | ACTIVE | BC-0014
QSOR-0001539 | DISC-MECH | CAT-0048 | SUB-0290 | 1879 | IMME size/duty mark — 100 × 50mm | 174.7559 | General Mechanical |  | STANDARD | ACTIVE | BC-0014
QSOR-0001540 | DISC-MECH | CAT-0048 | SUB-0290 | 1880 | IMME size/duty mark — 100 × 80mm | 300.4395 | General Mechanical |  | STANDARD | ACTIVE | BC-0014
QSOR-0001541 | DISC-MECH | CAT-0048 | SUB-0290 | 1881 | IMME size/duty mark — 150 × 100mm | 342.2054 | General Mechanical |  | STANDARD | ACTIVE | BC-0014
QSOR-0001542 | DISC-MECH | CAT-0048 | SUB-0291 | 1883 | IMME size/duty mark — 15mm | 13.8488 | General Mechanical |  | STANDARD | ACTIVE | BC-0014
QSOR-0001543 | DISC-MECH | CAT-0048 | SUB-0291 | 1884 | IMME size/duty mark — 20mm | 18.8227 | General Mechanical |  | STANDARD | ACTIVE | BC-0014
QSOR-0001544 | DISC-MECH | CAT-0048 | SUB-0291 | 1885 | IMME size/duty mark — 25mm | 23.8663 | General Mechanical |  | STANDARD | ACTIVE | BC-0014
QSOR-0001545 | DISC-MECH | CAT-0048 | SUB-0291 | 1886 | IMME size/duty mark — 32mm | 30.0431 | General Mechanical |  | STANDARD | ACTIVE | BC-0014
QSOR-0001546 | DISC-MECH | CAT-0048 | SUB-0291 | 1887 | IMME size/duty mark — 40mm | 33.9944 | General Mechanical |  | STANDARD | ACTIVE | BC-0014
QSOR-0001547 | DISC-MECH | CAT-0048 | SUB-0291 | 1888 | IMME size/duty mark — 50mm | 42.966 | General Mechanical |  | STANDARD | ACTIVE | BC-0014
QSOR-0001548 | DISC-MECH | CAT-0048 | SUB-0291 | 1889 | IMME size/duty mark — 65mm | 70.2275 | General Mechanical |  | STANDARD | ACTIVE | BC-0014
QSOR-0001549 | DISC-MECH | CAT-0048 | SUB-0291 | 1890 | IMME size/duty mark — 80mm | 108.4545 | General Mechanical |  | STANDARD | ACTIVE | BC-0014
QSOR-0001550 | DISC-MECH | CAT-0048 | SUB-0291 | 1891 | IMME size/duty mark — 100mm | 190.8272 | General Mechanical |  | STANDARD | ACTIVE | BC-0014
QSOR-0001551 | DISC-MECH | CAT-0048 | SUB-0292 | 1893 | IMME size/duty mark — 15mm | 20.7165 | General Mechanical |  | STANDARD | ACTIVE | BC-0014
QSOR-0001552 | DISC-MECH | CAT-0048 | SUB-0292 | 1894 | IMME size/duty mark — 20mm | 25.5608 | General Mechanical |  | STANDARD | ACTIVE | BC-0014
QSOR-0001553 | DISC-MECH | CAT-0048 | SUB-0292 | 1895 | IMME size/duty mark — 25mm | 33.7175 | General Mechanical |  | STANDARD | ACTIVE | BC-0014
QSOR-0001554 | DISC-MECH | CAT-0048 | SUB-0292 | 1896 | IMME size/duty mark — 32mm | 48.8296 | General Mechanical |  | STANDARD | ACTIVE | BC-0014
QSOR-0001555 | DISC-MECH | CAT-0048 | SUB-0292 | 1897 | IMME size/duty mark — 40mm | 53.9558 | General Mechanical |  | STANDARD | ACTIVE | BC-0014
QSOR-0001556 | DISC-MECH | CAT-0048 | SUB-0292 | 1898 | IMME size/duty mark — 50mm | 74.6435 | General Mechanical |  | STANDARD | ACTIVE | BC-0014
QSOR-0001557 | DISC-MECH | CAT-0048 | SUB-0292 | 1899 | IMME size/duty mark — 65mm | 111.652 | General Mechanical |  | STANDARD | ACTIVE | BC-0014
QSOR-0001558 | DISC-MECH | CAT-0048 | SUB-0292 | 1900 | IMME size/duty mark — 80mm | 165.2707 | General Mechanical |  | STANDARD | ACTIVE | BC-0014
QSOR-0001559 | DISC-MECH | CAT-0048 | SUB-0292 | 1901 | IMME size/duty mark — 100mm | 270.5571 | General Mechanical |  | STANDARD | ACTIVE | BC-0014
QSOR-0001560 | DISC-MECH | CAT-0048 | SUB-0293 | 1903 | IMME size/duty mark — 15mm | 32.8968 | General Mechanical |  | STANDARD | ACTIVE | BC-0014
QSOR-0001561 | DISC-MECH | CAT-0048 | SUB-0293 | 1904 | IMME size/duty mark — 20mm | 43.2851 | General Mechanical |  | STANDARD | ACTIVE | BC-0014
QSOR-0001562 | DISC-MECH | CAT-0048 | SUB-0293 | 1905 | IMME size/duty mark — 25mm | 50.1235 | General Mechanical |  | STANDARD | ACTIVE | BC-0014
QSOR-0001563 | DISC-MECH | CAT-0048 | SUB-0293 | 1906 | IMME size/duty mark — 32mm | 62.0664 | General Mechanical |  | STANDARD | ACTIVE | BC-0014
QSOR-0001564 | DISC-MECH | CAT-0048 | SUB-0293 | 1907 | IMME size/duty mark — 40mm | 73.2258 | General Mechanical |  | STANDARD | ACTIVE | BC-0014
QSOR-0001565 | DISC-MECH | CAT-0048 | SUB-0293 | 1908 | IMME size/duty mark — 50mm | 89.7101 | General Mechanical |  | STANDARD | ACTIVE | BC-0014
QSOR-0001566 | DISC-MECH | CAT-0048 | SUB-0293 | 1909 | IMME size/duty mark — 65mm | 156.0132 | General Mechanical |  | STANDARD | ACTIVE | BC-0014
QSOR-0001567 | DISC-MECH | CAT-0048 | SUB-0293 | 1910 | IMME size/duty mark — 80mm | 183.0196 | General Mechanical |  | STANDARD | ACTIVE | BC-0014
QSOR-0001568 | DISC-MECH | CAT-0048 | SUB-0293 | 1911 | IMME size/duty mark — 100mm | 278.5489 | General Mechanical |  | STANDARD | ACTIVE | BC-0014
QSOR-0001569 | DISC-MECH | CAT-0048 | SUB-0293 | 1912 | IMME size/duty mark — 125mm | 409.8879 | General Mechanical |  | STANDARD | ACTIVE | BC-0014
QSOR-0001570 | DISC-MECH | CAT-0048 | SUB-0293 | 1913 | IMME size/duty mark — 150mm | 559.7489 | General Mechanical |  | STANDARD | ACTIVE | BC-0014
QSOR-0001571 | DISC-MECH | CAT-0048 | SUB-0294 | 1915 | IMME size/duty mark — 20 × 15mm | 50.738 | General Mechanical |  | STANDARD | ACTIVE | BC-0014
QSOR-0001572 | DISC-MECH | CAT-0048 | SUB-0294 | 1916 | IMME size/duty mark — 25 × 15mm | 58.5798 | General Mechanical |  | STANDARD | ACTIVE | BC-0014
QSOR-0001573 | DISC-MECH | CAT-0048 | SUB-0294 | 1917 | IMME size/duty mark — 25 × 20mm | 58.9204 | General Mechanical |  | STANDARD | ACTIVE | BC-0014
QSOR-0001574 | DISC-MECH | CAT-0048 | SUB-0294 | 1918 | IMME size/duty mark — 32 × 25mm | 73.1646 | General Mechanical |  | STANDARD | ACTIVE | BC-0014
QSOR-0001575 | DISC-MECH | CAT-0048 | SUB-0294 | 1919 | IMME size/duty mark — 40 × 25mm | 85.5944 | General Mechanical |  | STANDARD | ACTIVE | BC-0014
QSOR-0001576 | DISC-MECH | CAT-0048 | SUB-0294 | 1920 | IMME size/duty mark — 40 × 32mm | 92.1485 | General Mechanical |  | STANDARD | ACTIVE | BC-0014
QSOR-0001577 | DISC-MECH | CAT-0048 | SUB-0294 | 1921 | IMME size/duty mark — 50 × 25mm | 103.3748 | General Mechanical |  | STANDARD | ACTIVE | BC-0014
QSOR-0001578 | DISC-MECH | CAT-0048 | SUB-0294 | 1922 | IMME size/duty mark — 50 × 40mm | 114.1741 | General Mechanical |  | STANDARD | ACTIVE | BC-0014
QSOR-0001579 | DISC-MECH | CAT-0048 | SUB-0294 | 1923 | IMME size/duty mark — 65 × 50mm | 149.9361 | General Mechanical |  | STANDARD | ACTIVE | BC-0014
QSOR-0001580 | DISC-MECH | CAT-0048 | SUB-0294 | 1924 | IMME size/duty mark — 80 × 50mm | 184.2834 | General Mechanical |  | STANDARD | ACTIVE | BC-0014
QSOR-0001581 | DISC-MECH | CAT-0048 | SUB-0294 | 1925 | IMME size/duty mark — 100 × 50mm | 273.1114 | General Mechanical |  | STANDARD | ACTIVE | BC-0014
QSOR-0001582 | DISC-MECH | CAT-0048 | SUB-0294 | 1926 | IMME size/duty mark — 100 × 80mm | 329.674 | General Mechanical |  | STANDARD | ACTIVE | BC-0014
QSOR-0001583 | DISC-MECH | CAT-0048 | SUB-0294 | 1927 | IMME size/duty mark — 150 × 100mm | 501.8163 | General Mechanical |  | STANDARD | ACTIVE | BC-0014
QSOR-0001584 | DISC-MECH | CAT-0048 | SUB-0295 | 1929 | IMME size/duty mark — 15mm | 45.777 | General Mechanical |  | STANDARD | ACTIVE | BC-0014
QSOR-0001585 | DISC-MECH | CAT-0048 | SUB-0295 | 1930 | IMME size/duty mark — 20mm | 62.5188 | General Mechanical |  | STANDARD | ACTIVE | BC-0014
QSOR-0001586 | DISC-MECH | CAT-0048 | SUB-0295 | 1931 | IMME size/duty mark — 25mm | 72.1808 | General Mechanical |  | STANDARD | ACTIVE | BC-0014
QSOR-0001587 | DISC-MECH | CAT-0048 | SUB-0295 | 1932 | IMME size/duty mark — 32mm | 89.1333 | General Mechanical |  | STANDARD | ACTIVE | BC-0014
QSOR-0001588 | DISC-MECH | CAT-0048 | SUB-0295 | 1933 | IMME size/duty mark — 40mm | 106.7102 | General Mechanical |  | STANDARD | ACTIVE | BC-0014
QSOR-0001589 | DISC-MECH | CAT-0048 | SUB-0295 | 1934 | IMME size/duty mark — 50mm | 137.8365 | General Mechanical |  | STANDARD | ACTIVE | BC-0014
QSOR-0001590 | DISC-MECH | CAT-0048 | SUB-0295 | 1935 | IMME size/duty mark — 65mm | 178.5372 | General Mechanical |  | STANDARD | ACTIVE | BC-0014
QSOR-0001591 | DISC-MECH | CAT-0048 | SUB-0295 | 1936 | IMME size/duty mark — 80mm | 219.6698 | General Mechanical |  | STANDARD | ACTIVE | BC-0014
QSOR-0001592 | DISC-MECH | CAT-0048 | SUB-0295 | 1937 | IMME size/duty mark — 100mm | 263.4222 | General Mechanical |  | STANDARD | ACTIVE | BC-0014
QSOR-0001593 | DISC-MECH | CAT-0049 | SUB-0296 | 1940 | IMME size/duty mark — 10mm | 25.295 | General Mechanical |  | STANDARD | ACTIVE | BC-0014
QSOR-0001594 | DISC-MECH | CAT-0049 | SUB-0296 | 1941 | IMME size/duty mark — 15mm | 28.8838 | General Mechanical |  | STANDARD | ACTIVE | BC-0014
QSOR-0001595 | DISC-MECH | CAT-0049 | SUB-0296 | 1942 | IMME size/duty mark — 20mm | 30.4859 | General Mechanical |  | STANDARD | ACTIVE | BC-0014
QSOR-0001596 | DISC-MECH | CAT-0049 | SUB-0296 | 1943 | IMME size/duty mark — 25mm | 32.2678 | General Mechanical |  | STANDARD | ACTIVE | BC-0014
QSOR-0001597 | DISC-MECH | CAT-0049 | SUB-0296 | 1944 | IMME size/duty mark — 32mm | 35.7422 | General Mechanical |  | STANDARD | ACTIVE | BC-0014
QSOR-0001598 | DISC-MECH | CAT-0049 | SUB-0296 | 1945 | IMME size/duty mark — 40mm | 40.1997 | General Mechanical |  | STANDARD | ACTIVE | BC-0014
QSOR-0001599 | DISC-MECH | CAT-0049 | SUB-0296 | 1946 | IMME size/duty mark — 50mm | 46.2971 | General Mechanical |  | STANDARD | ACTIVE | BC-0014
QSOR-0001600 | DISC-MECH | CAT-0049 | SUB-0296 | 1947 | IMME size/duty mark — 65mm | 55.3028 | General Mechanical |  | STANDARD | ACTIVE | BC-0014
QSOR-0001601 | DISC-MECH | CAT-0049 | SUB-0296 | 1948 | IMME size/duty mark — 80mm | 67.5217 | General Mechanical |  | STANDARD | ACTIVE | BC-0014
QSOR-0001602 | DISC-MECH | CAT-0049 | SUB-0296 | 1949 | IMME size/duty mark — 100mm | 110.0824 | General Mechanical |  | STANDARD | ACTIVE | BC-0014
QSOR-0001603 | DISC-MECH | CAT-0049 | SUB-0296 | 1950 | IMME size/duty mark — 125mm | 150.5284 | General Mechanical |  | STANDARD | ACTIVE | BC-0014
QSOR-0001604 | DISC-MECH | CAT-0049 | SUB-0296 | 1951 | IMME size/duty mark — 150mm | 174.5095 | General Mechanical |  | STANDARD | ACTIVE | BC-0014
QSOR-0001605 | DISC-MECH | CAT-0049 | SUB-0297 | 1953 | IMME size/duty mark — 10mm | 19.7253 | General Mechanical |  | STANDARD | ACTIVE | BC-0014
QSOR-0001606 | DISC-MECH | CAT-0049 | SUB-0297 | 1954 | IMME size/duty mark — 15mm | 22.745 | General Mechanical |  | STANDARD | ACTIVE | BC-0014
QSOR-0001607 | DISC-MECH | CAT-0049 | SUB-0297 | 1955 | IMME size/duty mark — 20mm | 23.8965 | General Mechanical |  | STANDARD | ACTIVE | BC-0014
QSOR-0001608 | DISC-MECH | CAT-0049 | SUB-0297 | 1956 | IMME size/duty mark — 25mm | 25.1035 | General Mechanical |  | STANDARD | ACTIVE | BC-0014
QSOR-0001609 | DISC-MECH | CAT-0049 | SUB-0297 | 1957 | IMME size/duty mark — 32mm | 27.9088 | General Mechanical |  | STANDARD | ACTIVE | BC-0014
QSOR-0001610 | DISC-MECH | CAT-0049 | SUB-0297 | 1958 | IMME size/duty mark — 40mm | 31.2596 | General Mechanical |  | STANDARD | ACTIVE | BC-0014
QSOR-0001611 | DISC-MECH | CAT-0049 | SUB-0297 | 1959 | IMME size/duty mark — 50mm | 35.8134 | General Mechanical |  | STANDARD | ACTIVE | BC-0014
QSOR-0001612 | DISC-MECH | CAT-0049 | SUB-0297 | 1960 | IMME size/duty mark — 65mm | 42.6893 | General Mechanical |  | STANDARD | ACTIVE | BC-0014
QSOR-0001613 | DISC-MECH | CAT-0049 | SUB-0297 | 1961 | IMME size/duty mark — 80mm | 51.7971 | General Mechanical |  | STANDARD | ACTIVE | BC-0014
QSOR-0001614 | DISC-MECH | CAT-0049 | SUB-0297 | 1962 | IMME size/duty mark — 100mm | 86.2632 | General Mechanical |  | STANDARD | ACTIVE | BC-0014
QSOR-0001615 | DISC-MECH | CAT-0049 | SUB-0297 | 1963 | IMME size/duty mark — 125mm | 117.0859 | General Mechanical |  | STANDARD | ACTIVE | BC-0014
QSOR-0001616 | DISC-MECH | CAT-0049 | SUB-0297 | 1964 | IMME size/duty mark — 150mm | 135.5824 | General Mechanical |  | STANDARD | ACTIVE | BC-0014
QSOR-0001617 | DISC-MECH | CAT-0049 | SUB-0298 | 1966 | IMME size/duty mark — 15mm | 5.6625 | General Mechanical |  | STANDARD | ACTIVE | BC-0014
QSOR-0001618 | DISC-MECH | CAT-0049 | SUB-0298 | 1967 | IMME size/duty mark — 20mm | 5.8676 | General Mechanical |  | STANDARD | ACTIVE | BC-0014
QSOR-0001619 | DISC-MECH | CAT-0049 | SUB-0298 | 1968 | IMME size/duty mark — 25mm | 6.3064 | General Mechanical |  | STANDARD | ACTIVE | BC-0014
QSOR-0001620 | DISC-MECH | CAT-0049 | SUB-0298 | 1969 | IMME size/duty mark — 32mm | 7.4358 | General Mechanical |  | STANDARD | ACTIVE | BC-0014
QSOR-0001621 | DISC-MECH | CAT-0049 | SUB-0298 | 1970 | IMME size/duty mark — 40mm | 8.9254 | General Mechanical |  | STANDARD | ACTIVE | BC-0014
QSOR-0001622 | DISC-MECH | CAT-0049 | SUB-0298 | 1971 | IMME size/duty mark — 50mm | 9.9877 | General Mechanical |  | STANDARD | ACTIVE | BC-0014
QSOR-0001623 | DISC-MECH | CAT-0049 | SUB-0298 | 1972 | IMME size/duty mark — 65mm | 12.9351 | General Mechanical |  | STANDARD | ACTIVE | BC-0014
QSOR-0001624 | DISC-MECH | CAT-0049 | SUB-0298 | 1973 | IMME size/duty mark — 80mm | 16.6973 | General Mechanical |  | STANDARD | ACTIVE | BC-0014
QSOR-0001625 | DISC-MECH | CAT-0049 | SUB-0298 | 1974 | IMME size/duty mark — 100mm | 19.8748 | General Mechanical |  | STANDARD | ACTIVE | BC-0014
QSOR-0001626 | DISC-MECH | CAT-0049 | SUB-0299 | 1976 | IMME size/duty mark — 15mm | 29.2526 | General Mechanical |  | STANDARD | ACTIVE | BC-0014
QSOR-0001627 | DISC-MECH | CAT-0049 | SUB-0299 | 1977 | IMME size/duty mark — 20mm | 32.3622 | General Mechanical |  | STANDARD | ACTIVE | BC-0014
QSOR-0001628 | DISC-MECH | CAT-0049 | SUB-0299 | 1978 | IMME size/duty mark — 25mm | 33.874 | General Mechanical |  | STANDARD | ACTIVE | BC-0014
QSOR-0001629 | DISC-MECH | CAT-0049 | SUB-0299 | 1979 | IMME size/duty mark — 32mm | 36.0756 | General Mechanical |  | STANDARD | ACTIVE | BC-0014
QSOR-0001630 | DISC-MECH | CAT-0049 | SUB-0299 | 1980 | IMME size/duty mark — 40mm | 38.1005 | General Mechanical |  | STANDARD | ACTIVE | BC-0014
QSOR-0001631 | DISC-MECH | CAT-0049 | SUB-0299 | 1981 | IMME size/duty mark — 50mm | 42.977 | General Mechanical |  | STANDARD | ACTIVE | BC-0014
QSOR-0001632 | DISC-MECH | CAT-0049 | SUB-0299 | 1982 | IMME size/duty mark — 65mm | 56.1288 | General Mechanical |  | STANDARD | ACTIVE | BC-0014
QSOR-0001633 | DISC-MECH | CAT-0049 | SUB-0299 | 1983 | IMME size/duty mark — 80mm | 72.8249 | General Mechanical |  | STANDARD | ACTIVE | BC-0014
QSOR-0001634 | DISC-MECH | CAT-0049 | SUB-0299 | 1984 | IMME size/duty mark — 100mm | 84.9118 | General Mechanical |  | STANDARD | ACTIVE | BC-0014
QSOR-0001635 | DISC-MECH | CAT-0049 | SUB-0299 | 1985 | IMME size/duty mark — 125mm | 134.8397 | General Mechanical |  | STANDARD | ACTIVE | BC-0014
QSOR-0001636 | DISC-MECH | CAT-0049 | SUB-0299 | 1986 | IMME size/duty mark — 150mm | 144.8591 | General Mechanical |  | STANDARD | ACTIVE | BC-0014
QSOR-0001637 | DISC-MECH | CAT-0049 | SUB-0300 | 1988 | IMME size/duty mark — 15mm | 15.2376 | General Mechanical |  | STANDARD | ACTIVE | BC-0014
QSOR-0001638 | DISC-MECH | CAT-0049 | SUB-0300 | 1989 | IMME size/duty mark — 20mm | 20.625 | General Mechanical |  | STANDARD | ACTIVE | BC-0014
QSOR-0001639 | DISC-MECH | CAT-0049 | SUB-0300 | 1990 | IMME size/duty mark — 25mm | 23.2893 | General Mechanical |  | STANDARD | ACTIVE | BC-0014
QSOR-0001640 | DISC-MECH | CAT-0049 | SUB-0300 | 1991 | IMME size/duty mark — 32mm | 28.2392 | General Mechanical |  | STANDARD | ACTIVE | BC-0014
QSOR-0001641 | DISC-MECH | CAT-0049 | SUB-0300 | 1992 | IMME size/duty mark — 40mm | 32.1048 | General Mechanical |  | STANDARD | ACTIVE | BC-0014
QSOR-0001642 | DISC-MECH | CAT-0049 | SUB-0300 | 1993 | IMME size/duty mark — 50mm | 39.1456 | General Mechanical |  | STANDARD | ACTIVE | BC-0014
QSOR-0001643 | DISC-MECH | CAT-0049 | SUB-0300 | 1994 | IMME size/duty mark — 65mm | 53.5213 | General Mechanical |  | STANDARD | ACTIVE | BC-0014
QSOR-0001644 | DISC-MECH | CAT-0049 | SUB-0300 | 1995 | IMME size/duty mark — 80mm | 66.5906 | General Mechanical |  | STANDARD | ACTIVE | BC-0014
QSOR-0001645 | DISC-MECH | CAT-0049 | SUB-0300 | 1996 | IMME size/duty mark — 100mm | 97.68 | General Mechanical |  | STANDARD | ACTIVE | BC-0014
QSOR-0001646 | DISC-MECH | CAT-0049 | SUB-0300 | 1997 | IMME size/duty mark — 125mm | 141.2763 | General Mechanical |  | STANDARD | ACTIVE | BC-0014
QSOR-0001647 | DISC-MECH | CAT-0049 | SUB-0300 | 1998 | IMME size/duty mark — 150mm | 193.117 | General Mechanical |  | STANDARD | ACTIVE | BC-0014
QSOR-0001648 | DISC-MECH | CAT-0049 | SUB-0301 | 2000 | IMME size/duty mark — 15mm | 19.5413 | General Mechanical |  | STANDARD | ACTIVE | BC-0014
QSOR-0001649 | DISC-MECH | CAT-0049 | SUB-0301 | 2001 | IMME size/duty mark — 20mm | 25.5115 | General Mechanical |  | STANDARD | ACTIVE | BC-0014
QSOR-0001650 | DISC-MECH | CAT-0049 | SUB-0301 | 2002 | IMME size/duty mark — 25mm | 31.1505 | General Mechanical |  | STANDARD | ACTIVE | BC-0014
QSOR-0001651 | DISC-MECH | CAT-0049 | SUB-0301 | 2003 | IMME size/duty mark — 32mm | 38.2213 | General Mechanical |  | STANDARD | ACTIVE | BC-0014
QSOR-0001652 | DISC-MECH | CAT-0049 | SUB-0301 | 2004 | IMME size/duty mark — 40mm | 45.6028 | General Mechanical |  | STANDARD | ACTIVE | BC-0014
QSOR-0001653 | DISC-MECH | CAT-0049 | SUB-0301 | 2005 | IMME size/duty mark — 50mm | 59.4057 | General Mechanical |  | STANDARD | ACTIVE | BC-0014
QSOR-0001654 | DISC-MECH | CAT-0049 | SUB-0301 | 2006 | IMME size/duty mark — 65mm | 114.593 | General Mechanical |  | STANDARD | ACTIVE | BC-0014
QSOR-0001655 | DISC-MECH | CAT-0049 | SUB-0301 | 2007 | IMME size/duty mark — 80mm | 136.1239 | General Mechanical |  | STANDARD | ACTIVE | BC-0014
QSOR-0001656 | DISC-MECH | CAT-0049 | SUB-0301 | 2008 | IMME size/duty mark — 100mm | 149.261 | General Mechanical |  | STANDARD | ACTIVE | BC-0014
QSOR-0001657 | DISC-MECH | CAT-0049 | SUB-0301 | 2009 | IMME size/duty mark — 125mm | 164.4491 | General Mechanical |  | STANDARD | ACTIVE | BC-0014
QSOR-0001658 | DISC-MECH | CAT-0049 | SUB-0301 | 2010 | IMME size/duty mark — 150mm | 180.7157 | General Mechanical |  | STANDARD | ACTIVE | BC-0014
QSOR-0001659 | DISC-MECH | CAT-0049 | SUB-0302 | 2012 | IMME size/duty mark — 15mm | 17.4941 | General Mechanical |  | STANDARD | ACTIVE | BC-0014
QSOR-0001660 | DISC-MECH | CAT-0049 | SUB-0302 | 2013 | IMME size/duty mark — 20mm | 22.5337 | General Mechanical |  | STANDARD | ACTIVE | BC-0014
QSOR-0001661 | DISC-MECH | CAT-0049 | SUB-0302 | 2014 | IMME size/duty mark — 25mm | 26.1505 | General Mechanical |  | STANDARD | ACTIVE | BC-0014
QSOR-0001662 | DISC-MECH | CAT-0049 | SUB-0302 | 2015 | IMME size/duty mark — 32mm | 30.7929 | General Mechanical |  | STANDARD | ACTIVE | BC-0014
QSOR-0001663 | DISC-MECH | CAT-0049 | SUB-0302 | 2016 | IMME size/duty mark — 40mm | 35.385 | General Mechanical |  | STANDARD | ACTIVE | BC-0014
QSOR-0001664 | DISC-MECH | CAT-0049 | SUB-0302 | 2017 | IMME size/duty mark — 50mm | 44.1263 | General Mechanical |  | STANDARD | ACTIVE | BC-0014
QSOR-0001665 | DISC-MECH | CAT-0049 | SUB-0302 | 2018 | IMME size/duty mark — 65mm | 58.9357 | General Mechanical |  | STANDARD | ACTIVE | BC-0014
QSOR-0001666 | DISC-MECH | CAT-0049 | SUB-0302 | 2019 | IMME size/duty mark — 80mm | 71.2871 | General Mechanical |  | STANDARD | ACTIVE | BC-0014
QSOR-0001667 | DISC-MECH | CAT-0049 | SUB-0302 | 2020 | IMME size/duty mark — 100mm | 107.1369 | General Mechanical |  | STANDARD | ACTIVE | BC-0014
QSOR-0001668 | DISC-MECH | CAT-0049 | SUB-0302 | 2021 | IMME size/duty mark — 150mm | 192.3467 | General Mechanical |  | STANDARD | ACTIVE | BC-0014
QSOR-0001669 | DISC-MECH | CAT-0049 | SUB-0303 | 2023 | IMME size/duty mark — 20 x 15mm | 26.0279 | General Mechanical |  | STANDARD | ACTIVE | BC-0014
QSOR-0001670 | DISC-MECH | CAT-0049 | SUB-0303 | 2024 | IMME size/duty mark — 25 × 15mm | 27.7058 | General Mechanical |  | STANDARD | ACTIVE | BC-0014
QSOR-0001671 | DISC-MECH | CAT-0049 | SUB-0303 | 2025 | IMME size/duty mark — 25 × 20mm | 37.4946 | General Mechanical |  | STANDARD | ACTIVE | BC-0014
QSOR-0001672 | DISC-MECH | CAT-0049 | SUB-0303 | 2026 | IMME size/duty mark — 32 × 25mm | 43.4252 | General Mechanical |  | STANDARD | ACTIVE | BC-0014
QSOR-0001673 | DISC-MECH | CAT-0049 | SUB-0303 | 2027 | IMME size/duty mark — 40 × 25mm | 39.7922 | General Mechanical |  | STANDARD | ACTIVE | BC-0014
QSOR-0001674 | DISC-MECH | CAT-0049 | SUB-0303 | 2028 | IMME size/duty mark — 40 × 32mm | 48.4132 | General Mechanical |  | STANDARD | ACTIVE | BC-0014
QSOR-0001675 | DISC-MECH | CAT-0049 | SUB-0303 | 2029 | IMME size/duty mark — 50 × 25mm | 52.1156 | General Mechanical |  | STANDARD | ACTIVE | BC-0014
QSOR-0001676 | DISC-MECH | CAT-0049 | SUB-0303 | 2030 | IMME size/duty mark — 50 × 40mm | 59.3015 | General Mechanical |  | STANDARD | ACTIVE | BC-0014
QSOR-0001677 | DISC-MECH | CAT-0049 | SUB-0303 | 2031 | IMME size/duty mark — 65 × 50mm | 66.1119 | General Mechanical |  | STANDARD | ACTIVE | BC-0014
QSOR-0001678 | DISC-MECH | CAT-0049 | SUB-0303 | 2032 | IMME size/duty mark — 80 × 50mm | 78.7302 | General Mechanical |  | STANDARD | ACTIVE | BC-0014
QSOR-0001679 | DISC-MECH | CAT-0049 | SUB-0303 | 2033 | IMME size/duty mark — 100 × 50mm | 121.9765 | General Mechanical |  | STANDARD | ACTIVE | BC-0014
QSOR-0001680 | DISC-MECH | CAT-0049 | SUB-0303 | 2034 | IMME size/duty mark — 100 × 80mm | 207.8834 | General Mechanical |  | STANDARD | ACTIVE | BC-0014
QSOR-0001681 | DISC-MECH | CAT-0049 | SUB-0303 | 2035 | IMME size/duty mark — 150 × 100mm | 236.8089 | General Mechanical |  | STANDARD | ACTIVE | BC-0014
QSOR-0001682 | DISC-MECH | CAT-0049 | SUB-0304 | 2037 | IMME size/duty mark — 15mm | 9.7162 | General Mechanical |  | STANDARD | ACTIVE | BC-0014
QSOR-0001683 | DISC-MECH | CAT-0049 | SUB-0304 | 2038 | IMME size/duty mark — 20mm | 13.1694 | General Mechanical |  | STANDARD | ACTIVE | BC-0014
QSOR-0001684 | DISC-MECH | CAT-0049 | SUB-0304 | 2039 | IMME size/duty mark — 25mm | 16.5995 | General Mechanical |  | STANDARD | ACTIVE | BC-0014
QSOR-0001685 | DISC-MECH | CAT-0049 | SUB-0304 | 2040 | IMME size/duty mark — 32mm | 20.961 | General Mechanical |  | STANDARD | ACTIVE | BC-0014
QSOR-0001686 | DISC-MECH | CAT-0049 | SUB-0304 | 2041 | IMME size/duty mark — 40mm | 23.5449 | General Mechanical |  | STANDARD | ACTIVE | BC-0014
QSOR-0001687 | DISC-MECH | CAT-0049 | SUB-0304 | 2042 | IMME size/duty mark — 50mm | 29.6221 | General Mechanical |  | STANDARD | ACTIVE | BC-0014
QSOR-0001688 | DISC-MECH | CAT-0049 | SUB-0304 | 2043 | IMME size/duty mark — 65mm | 48.427 | General Mechanical |  | STANDARD | ACTIVE | BC-0014
QSOR-0001689 | DISC-MECH | CAT-0049 | SUB-0304 | 2044 | IMME size/duty mark — 80mm | 74.6558 | General Mechanical |  | STANDARD | ACTIVE | BC-0014
QSOR-0001690 | DISC-MECH | CAT-0049 | SUB-0304 | 2045 | IMME size/duty mark — 100mm | 130.0442 | General Mechanical |  | STANDARD | ACTIVE | BC-0014
QSOR-0001691 | DISC-MECH | CAT-0049 | SUB-0305 | 2047 | IMME size/duty mark — 15mm | 14.6127 | General Mechanical |  | STANDARD | ACTIVE | BC-0014
QSOR-0001692 | DISC-MECH | CAT-0049 | SUB-0305 | 2048 | IMME size/duty mark — 20mm | 17.9062 | General Mechanical |  | STANDARD | ACTIVE | BC-0014
QSOR-0001693 | DISC-MECH | CAT-0049 | SUB-0305 | 2049 | IMME size/duty mark — 25mm | 23.5878 | General Mechanical |  | STANDARD | ACTIVE | BC-0014
QSOR-0001694 | DISC-MECH | CAT-0049 | SUB-0305 | 2050 | IMME size/duty mark — 32mm | 34.1802 | General Mechanical |  | STANDARD | ACTIVE | BC-0014
QSOR-0001695 | DISC-MECH | CAT-0049 | SUB-0305 | 2051 | IMME size/duty mark — 40mm | 37.6868 | General Mechanical |  | STANDARD | ACTIVE | BC-0014
QSOR-0001696 | DISC-MECH | CAT-0049 | SUB-0305 | 2052 | IMME size/duty mark — 50mm | 51.8351 | General Mechanical |  | STANDARD | ACTIVE | BC-0014
QSOR-0001697 | DISC-MECH | CAT-0049 | SUB-0305 | 2053 | IMME size/duty mark — 65mm | 77.5853 | General Mechanical |  | STANDARD | ACTIVE | BC-0014
QSOR-0001698 | DISC-MECH | CAT-0049 | SUB-0305 | 2054 | IMME size/duty mark — 80mm | 114.9335 | General Mechanical |  | STANDARD | ACTIVE | BC-0014
QSOR-0001699 | DISC-MECH | CAT-0049 | SUB-0305 | 2055 | IMME size/duty mark — 100mm | 189.2162 | General Mechanical |  | STANDARD | ACTIVE | BC-0014
QSOR-0001700 | DISC-MECH | CAT-0049 | SUB-0306 | 2057 | IMME size/duty mark — 15mm | 22.649 | General Mechanical |  | STANDARD | ACTIVE | BC-0014
QSOR-0001701 | DISC-MECH | CAT-0049 | SUB-0306 | 2058 | IMME size/duty mark — 20mm | 29.7822 | General Mechanical |  | STANDARD | ACTIVE | BC-0014
QSOR-0001702 | DISC-MECH | CAT-0049 | SUB-0306 | 2059 | IMME size/duty mark — 25mm | 34.3386 | General Mechanical |  | STANDARD | ACTIVE | BC-0014
QSOR-0001703 | DISC-MECH | CAT-0049 | SUB-0306 | 2060 | IMME size/duty mark — 32mm | 42.6956 | General Mechanical |  | STANDARD | ACTIVE | BC-0014
QSOR-0001704 | DISC-MECH | CAT-0049 | SUB-0306 | 2061 | IMME size/duty mark — 40mm | 50.2229 | General Mechanical |  | STANDARD | ACTIVE | BC-0014
QSOR-0001705 | DISC-MECH | CAT-0049 | SUB-0306 | 2062 | IMME size/duty mark — 50mm | 61.8682 | General Mechanical |  | STANDARD | ACTIVE | BC-0014
QSOR-0001706 | DISC-MECH | CAT-0049 | SUB-0306 | 2063 | IMME size/duty mark — 65mm | 107.1271 | General Mechanical |  | STANDARD | ACTIVE | BC-0014
QSOR-0001707 | DISC-MECH | CAT-0049 | SUB-0306 | 2064 | IMME size/duty mark — 80mm | 125.4022 | General Mechanical |  | STANDARD | ACTIVE | BC-0014
QSOR-0001708 | DISC-MECH | CAT-0049 | SUB-0306 | 2065 | IMME size/duty mark — 100mm | 191.143 | General Mechanical |  | STANDARD | ACTIVE | BC-0014
QSOR-0001709 | DISC-MECH | CAT-0049 | SUB-0306 | 2066 | IMME size/duty mark — 125mm | 280.431 | General Mechanical |  | STANDARD | ACTIVE | BC-0014
QSOR-0001710 | DISC-MECH | CAT-0049 | SUB-0306 | 2067 | IMME size/duty mark — 150mm | 390.8327 | General Mechanical |  | STANDARD | ACTIVE | BC-0014
QSOR-0001711 | DISC-MECH | CAT-0049 | SUB-0307 | 2069 | IMME size/duty mark — 20 × 15mm | 34.9309 | General Mechanical |  | STANDARD | ACTIVE | BC-0014
QSOR-0001712 | DISC-MECH | CAT-0049 | SUB-0307 | 2070 | IMME size/duty mark — 25 × 15mm | 40.2532 | General Mechanical |  | STANDARD | ACTIVE | BC-0014
QSOR-0001713 | DISC-MECH | CAT-0049 | SUB-0307 | 2071 | IMME size/duty mark — 25 × 20mm | 40.6669 | General Mechanical |  | STANDARD | ACTIVE | BC-0014
QSOR-0001714 | DISC-MECH | CAT-0049 | SUB-0307 | 2072 | IMME size/duty mark — 32 × 25mm | 50.5542 | General Mechanical |  | STANDARD | ACTIVE | BC-0014
QSOR-0001715 | DISC-MECH | CAT-0049 | SUB-0307 | 2073 | IMME size/duty mark — 40 × 25mm | 58.863 | General Mechanical |  | STANDARD | ACTIVE | BC-0014
QSOR-0001716 | DISC-MECH | CAT-0049 | SUB-0307 | 2074 | IMME size/duty mark — 40 × 32mm | 63.3548 | General Mechanical |  | STANDARD | ACTIVE | BC-0014
QSOR-0001717 | DISC-MECH | CAT-0049 | SUB-0307 | 2075 | IMME size/duty mark — 50 × 25mm | 71.0257 | General Mechanical |  | STANDARD | ACTIVE | BC-0014
QSOR-0001718 | DISC-MECH | CAT-0049 | SUB-0307 | 2076 | IMME size/duty mark — 50 × 40mm | 78.452 | General Mechanical |  | STANDARD | ACTIVE | BC-0014
QSOR-0001719 | DISC-MECH | CAT-0049 | SUB-0307 | 2077 | IMME size/duty mark — 65 × 50mm | 102.934 | General Mechanical |  | STANDARD | ACTIVE | BC-0014
QSOR-0001720 | DISC-MECH | CAT-0049 | SUB-0307 | 2078 | IMME size/duty mark — 80 × 50mm | 126.9643 | General Mechanical |  | STANDARD | ACTIVE | BC-0014
QSOR-0001721 | DISC-MECH | CAT-0049 | SUB-0307 | 2079 | IMME size/duty mark — 100 × 50mm | 186.8801 | General Mechanical |  | STANDARD | ACTIVE | BC-0014
QSOR-0001722 | DISC-MECH | CAT-0049 | SUB-0307 | 2080 | IMME size/duty mark — 100 × 80mm | 225.8082 | General Mechanical |  | STANDARD | ACTIVE | BC-0014
QSOR-0001723 | DISC-MECH | CAT-0049 | SUB-0307 | 2081 | IMME size/duty mark — 150 × 100mm | 342.6125 | General Mechanical |  | STANDARD | ACTIVE | BC-0014
QSOR-0001724 | DISC-MECH | CAT-0049 | SUB-0308 | 2083 | IMME size/duty mark — 15mm | 31.6303 | General Mechanical |  | STANDARD | ACTIVE | BC-0014
QSOR-0001725 | DISC-MECH | CAT-0049 | SUB-0308 | 2084 | IMME size/duty mark — 20mm | 43.0891 | General Mechanical |  | STANDARD | ACTIVE | BC-0014
QSOR-0001726 | DISC-MECH | CAT-0049 | SUB-0308 | 2085 | IMME size/duty mark — 25mm | 49.6213 | General Mechanical |  | STANDARD | ACTIVE | BC-0014
QSOR-0001727 | DISC-MECH | CAT-0049 | SUB-0308 | 2086 | IMME size/duty mark — 32mm | 61.0793 | General Mechanical |  | STANDARD | ACTIVE | BC-0014
QSOR-0001728 | DISC-MECH | CAT-0049 | SUB-0308 | 2087 | IMME size/duty mark — 40mm | 72.8838 | General Mechanical |  | STANDARD | ACTIVE | BC-0014
QSOR-0001729 | DISC-MECH | CAT-0049 | SUB-0308 | 2088 | IMME size/duty mark — 50mm | 94.4728 | General Mechanical |  | STANDARD | ACTIVE | BC-0014
QSOR-0001730 | DISC-MECH | CAT-0049 | SUB-0308 | 2089 | IMME size/duty mark — 65mm | 122.0014 | General Mechanical |  | STANDARD | ACTIVE | BC-0014
QSOR-0001731 | DISC-MECH | CAT-0049 | SUB-0308 | 2090 | IMME size/duty mark — 80mm | 150.7674 | General Mechanical |  | STANDARD | ACTIVE | BC-0014
QSOR-0001732 | DISC-MECH | CAT-0049 | SUB-0308 | 2091 | IMME size/duty mark — 100mm | 194.1979 | General Mechanical |  | STANDARD | ACTIVE | BC-0014
QSOR-0001733 | DISC-MECH | CAT-0050 | SUB-0309 | 2094 | IMME size/duty mark — 20mm | 17.6232 | General Mechanical |  | STANDARD | ACTIVE | BC-0014
QSOR-0001734 | DISC-MECH | CAT-0050 | SUB-0309 | 2095 | IMME size/duty mark — 25mm | 19.8687 | General Mechanical |  | STANDARD | ACTIVE | BC-0014
QSOR-0001735 | DISC-MECH | CAT-0050 | SUB-0309 | 2096 | IMME size/duty mark — 32mm | 24.3785 | General Mechanical |  | STANDARD | ACTIVE | BC-0014
QSOR-0001736 | DISC-MECH | CAT-0050 | SUB-0309 | 2097 | IMME size/duty mark — 63mm | 45.7615 | General Mechanical |  | STANDARD | ACTIVE | BC-0014
QSOR-0001737 | DISC-MECH | CAT-0050 | SUB-0309 | 2098 | IMME size/duty mark — 90mm | 64.061 | General Mechanical |  | STANDARD | ACTIVE | BC-0014
QSOR-0001738 | DISC-MECH | CAT-0050 | SUB-0309 | 2099 | IMME size/duty mark — 125mm | 100.537 | General Mechanical |  | STANDARD | ACTIVE | BC-0014
QSOR-0001739 | DISC-MECH | CAT-0050 | SUB-0309 | 2100 | IMME size/duty mark — 180mm | 170.5387 | General Mechanical |  | STANDARD | ACTIVE | BC-0014
QSOR-0001740 | DISC-MECH | CAT-0050 | SUB-0309 | 2101 | IMME size/duty mark — 250mm | 275.6089 | General Mechanical |  | STANDARD | ACTIVE | BC-0014
QSOR-0001741 | DISC-MECH | CAT-0050 | SUB-0310 | 2103 | IMME size/duty mark — 32mm | 35.5637 | General Mechanical |  | STANDARD | ACTIVE | BC-0014
QSOR-0001742 | DISC-MECH | CAT-0050 | SUB-0310 | 2104 | IMME size/duty mark — 63mm | 54.5127 | General Mechanical |  | STANDARD | ACTIVE | BC-0014
QSOR-0001743 | DISC-MECH | CAT-0050 | SUB-0310 | 2105 | IMME size/duty mark — 90mm | 73.1593 | General Mechanical |  | STANDARD | ACTIVE | BC-0014
QSOR-0001744 | DISC-MECH | CAT-0050 | SUB-0310 | 2106 | IMME size/duty mark — 125mm | 120.51 | General Mechanical |  | STANDARD | ACTIVE | BC-0014
QSOR-0001745 | DISC-MECH | CAT-0050 | SUB-0310 | 2107 | IMME size/duty mark — 180mm | 206.3279 | General Mechanical |  | STANDARD | ACTIVE | BC-0014
QSOR-0001746 | DISC-MECH | CAT-0050 | SUB-0311 | 2109 | IMME size/duty mark — 90 × 63mm | 92.0162 | General Mechanical |  | STANDARD | ACTIVE | BC-0014
QSOR-0001747 | DISC-MECH | CAT-0050 | SUB-0311 | 2110 | IMME size/duty mark — 125 × 90mm | 164.3116 | General Mechanical |  | STANDARD | ACTIVE | BC-0014
QSOR-0001748 | DISC-MECH | CAT-0050 | SUB-0311 | 2111 | IMME size/duty mark — 180 × 125mm | 289.7886 | General Mechanical |  | STANDARD | ACTIVE | BC-0014
QSOR-0001749 | DISC-MECH | CAT-0050 | SUB-0312 | 2113 | IMME size/duty mark — 63mm | 105.146 | General Mechanical |  | STANDARD | ACTIVE | BC-0014
QSOR-0001750 | DISC-MECH | CAT-0050 | SUB-0312 | 2114 | IMME size/duty mark — 90mm | 152.7875 | General Mechanical |  | STANDARD | ACTIVE | BC-0014
QSOR-0001751 | DISC-MECH | CAT-0050 | SUB-0312 | 2115 | IMME size/duty mark — 125mm | 239.8351 | General Mechanical |  | STANDARD | ACTIVE | BC-0014
QSOR-0001752 | DISC-MECH | CAT-0050 | SUB-0312 | 2116 | IMME size/duty mark — 180mm | 517.7888 | General Mechanical |  | STANDARD | ACTIVE | BC-0014
QSOR-0001753 | DISC-MECH | CAT-0051 | SUB-0313 | 2119 | IMME size/duty mark — 41 × 21mm | 22.2222 | General Mechanical |  | STANDARD | ACTIVE | BC-0014
QSOR-0001754 | DISC-MECH | CAT-0051 | SUB-0313 | 2120 | IMME size/duty mark — 41 × 41mm | 24.2459 | General Mechanical |  | STANDARD | ACTIVE | BC-0014
QSOR-0001755 | DISC-MECH | CAT-0052 | SUB-0314 | 2123 | IMME size/duty mark — 15mm | 8.5416 | General Mechanical |  | STANDARD | ACTIVE | BC-0014
QSOR-0001756 | DISC-MECH | CAT-0052 | SUB-0314 | 2124 | IMME size/duty mark — 22mm | 9.3102 | General Mechanical |  | STANDARD | ACTIVE | BC-0014
QSOR-0001757 | DISC-MECH | CAT-0052 | SUB-0314 | 2125 | IMME size/duty mark — 28mm | 10.7679 | General Mechanical |  | STANDARD | ACTIVE | BC-0014
QSOR-0001758 | DISC-MECH | CAT-0052 | SUB-0315 | 2127 | IMME size/duty mark — 15mm | 11.3271 | General Mechanical |  | STANDARD | ACTIVE | BC-0014
QSOR-0001759 | DISC-MECH | CAT-0052 | SUB-0315 | 2128 | IMME size/duty mark — 22mm | 12.3148 | General Mechanical |  | STANDARD | ACTIVE | BC-0014
QSOR-0001760 | DISC-MECH | CAT-0052 | SUB-0315 | 2129 | IMME size/duty mark — 28mm | 14.4229 | General Mechanical |  | STANDARD | ACTIVE | BC-0014
QSOR-0001761 | DISC-MECH | CAT-0052 | SUB-0315 | 2130 | IMME size/duty mark — 35mm | 15.4828 | General Mechanical |  | STANDARD | ACTIVE | BC-0014
QSOR-0001762 | DISC-MECH | CAT-0052 | SUB-0315 | 2131 | IMME size/duty mark — 42mm | 17.1117 | General Mechanical |  | STANDARD | ACTIVE | BC-0014
QSOR-0001763 | DISC-MECH | CAT-0052 | SUB-0315 | 2132 | IMME size/duty mark — 54mm | 20.3106 | General Mechanical |  | STANDARD | ACTIVE | BC-0014
QSOR-0001764 | DISC-MECH | CAT-0052 | SUB-0315 | 2133 | IMME size/duty mark — 67mm | 23.5644 | General Mechanical |  | STANDARD | ACTIVE | BC-0014
QSOR-0001765 | DISC-MECH | CAT-0052 | SUB-0315 | 2134 | IMME size/duty mark — 76mm | 28.0689 | General Mechanical |  | STANDARD | ACTIVE | BC-0014
QSOR-0001766 | DISC-MECH | CAT-0052 | SUB-0315 | 2135 | IMME size/duty mark — 108mm | 37.2169 | General Mechanical |  | STANDARD | ACTIVE | BC-0014
QSOR-0001767 | DISC-MECH | CAT-0052 | SUB-0316 | 2137 | IMME size/duty mark — 15mm | 21.63 | General Mechanical |  | STANDARD | ACTIVE | BC-0014
QSOR-0001768 | DISC-MECH | CAT-0052 | SUB-0316 | 2138 | IMME size/duty mark — 22mm | 23.6665 | General Mechanical |  | STANDARD | ACTIVE | BC-0014
QSOR-0001769 | DISC-MECH | CAT-0052 | SUB-0316 | 2139 | IMME size/duty mark — 28mm | 27.9249 | General Mechanical |  | STANDARD | ACTIVE | BC-0014
QSOR-0001770 | DISC-MECH | CAT-0052 | SUB-0316 | 2140 | IMME size/duty mark — 35mm | 29.9131 | General Mechanical |  | STANDARD | ACTIVE | BC-0014
QSOR-0001771 | DISC-MECH | CAT-0052 | SUB-0316 | 2141 | IMME size/duty mark — 42mm | 33.2898 | General Mechanical |  | STANDARD | ACTIVE | BC-0014
QSOR-0001772 | DISC-MECH | CAT-0052 | SUB-0316 | 2142 | IMME size/duty mark — 54mm | 39.6047 | General Mechanical |  | STANDARD | ACTIVE | BC-0014
QSOR-0001773 | DISC-MECH | CAT-0052 | SUB-0316 | 2143 | IMME size/duty mark — 67mm | 46.0052 | General Mechanical |  | STANDARD | ACTIVE | BC-0014
QSOR-0001774 | DISC-MECH | CAT-0052 | SUB-0317 | 2145 | IMME size/duty mark — 15mm dia. | 16.6106 | General Mechanical |  | STANDARD | ACTIVE | BC-0014
QSOR-0001775 | DISC-MECH | CAT-0052 | SUB-0317 | 2146 | IMME size/duty mark — 20mm dia. | 21.0742 | General Mechanical |  | STANDARD | ACTIVE | BC-0014
QSOR-0001776 | DISC-MECH | CAT-0052 | SUB-0317 | 2147 | IMME size/duty mark — 25mm dia. | 27.0351 | General Mechanical |  | STANDARD | ACTIVE | BC-0014
QSOR-0001777 | DISC-MECH | CAT-0052 | SUB-0317 | 2148 | IMME size/duty mark — 32mm dia. | 34.2678 | General Mechanical |  | STANDARD | ACTIVE | BC-0014
QSOR-0001778 | DISC-MECH | CAT-0052 | SUB-0317 | 2149 | IMME size/duty mark — 40mm dia. | 42.1554 | General Mechanical |  | STANDARD | ACTIVE | BC-0014
QSOR-0001779 | DISC-MECH | CAT-0052 | SUB-0317 | 2150 | IMME size/duty mark — 50mm dia. | 51.6294 | General Mechanical |  | STANDARD | ACTIVE | BC-0014
QSOR-0001780 | DISC-MECH | CAT-0053 | SUB-0318 | 2153 | IMME component class (Trace heating linear run) | 62.0733 | General Mechanical |  | STANDARD | ACTIVE | BC-0014
QSOR-0001781 | DISC-MECH | CAT-0054 | SUB-0319 | 2156 | IMME size/duty mark — NRV-015, nominal 15mm | 29.9341 | General Mechanical |  | STANDARD | ACTIVE | BC-0014
QSOR-0001782 | DISC-MECH | CAT-0054 | SUB-0319 | 2157 | IMME size/duty mark — NRV-022, nominal 22mm | 41.7251 | General Mechanical |  | STANDARD | ACTIVE | BC-0014
QSOR-0001783 | DISC-MECH | CAT-0054 | SUB-0319 | 2158 | IMME size/duty mark — NRV-028, nominal 28mm | 59.8652 | General Mechanical |  | STANDARD | ACTIVE | BC-0014
QSOR-0001784 | DISC-MECH | CAT-0054 | SUB-0319 | 2159 | IMME size/duty mark — NRV-035, nominal 35mm | 87.0754 | General Mechanical |  | STANDARD | ACTIVE | BC-0014
QSOR-0001785 | DISC-MECH | CAT-0054 | SUB-0319 | 2160 | IMME size/duty mark — NRV-042, nominal 42mm | 123.3556 | General Mechanical |  | STANDARD | ACTIVE | BC-0014
QSOR-0001786 | DISC-MECH | CAT-0054 | SUB-0319 | 2161 | IMME size/duty mark — NRV-054, nominal 54mm | 173.2411 | General Mechanical |  | STANDARD | ACTIVE | BC-0014
QSOR-0001787 | DISC-MECH | CAT-0054 | SUB-0319 | 2162 | IMME size/duty mark — NRV-065, nominal 65mm | 250.3366 | General Mechanical |  | STANDARD | ACTIVE | BC-0014
QSOR-0001788 | DISC-MECH | CAT-0054 | SUB-0319 | 2163 | IMME size/duty mark — NRV-080, nominal 80mm | 345.5721 | General Mechanical |  | STANDARD | ACTIVE | BC-0014
QSOR-0001789 | DISC-MECH | CAT-0054 | SUB-0319 | 2164 | IMME size/duty mark — NRV-100, nominal 100mm | 472.5531 | General Mechanical |  | STANDARD | ACTIVE | BC-0014
QSOR-0001790 | DISC-MECH | CAT-0054 | SUB-0320 | 2166 | IMME size/duty mark — BFV-050, nominal DN50 | 146.0381 | General Mechanical |  | STANDARD | ACTIVE | BC-0014
QSOR-0001791 | DISC-MECH | CAT-0054 | SUB-0320 | 2167 | IMME size/duty mark — BFV-065, nominal DN65 | 177.7851 | General Mechanical |  | STANDARD | ACTIVE | BC-0014
QSOR-0001792 | DISC-MECH | CAT-0054 | SUB-0320 | 2168 | IMME size/duty mark — BFV-080, nominal DN80 | 223.1374 | General Mechanical |  | STANDARD | ACTIVE | BC-0014
QSOR-0001793 | DISC-MECH | CAT-0054 | SUB-0320 | 2169 | IMME size/duty mark — BFV-100, nominal DN100 | 291.1664 | General Mechanical |  | STANDARD | ACTIVE | BC-0014
QSOR-0001794 | DISC-MECH | CAT-0054 | SUB-0320 | 2170 | IMME size/duty mark — BFV-150, nominal DN150 | 563.2819 | General Mechanical |  | STANDARD | ACTIVE | BC-0014
QSOR-0001795 | DISC-MECH | CAT-0054 | SUB-0321 | 2172 | IMME size/duty mark — BAL-015, nominal 15mm balancing valve | 118.8211 | General Mechanical |  | STANDARD | ACTIVE | BC-0014
QSOR-0001796 | DISC-MECH | CAT-0054 | SUB-0321 | 2173 | IMME size/duty mark — BAL-020, nominal 20mm balancing valve | 136.9613 | General Mechanical |  | STANDARD | ACTIVE | BC-0014
QSOR-0001797 | DISC-MECH | CAT-0054 | SUB-0321 | 2174 | IMME size/duty mark — BAL-025, nominal 25mm balancing valve | 159.6365 | General Mechanical |  | STANDARD | ACTIVE | BC-0014
QSOR-0001798 | DISC-MECH | CAT-0054 | SUB-0321 | 2175 | IMME size/duty mark — BAL-032, nominal 32mm balancing valve | 214.0571 | General Mechanical |  | STANDARD | ACTIVE | BC-0014
QSOR-0001799 | DISC-MECH | CAT-0054 | SUB-0321 | 2176 | IMME size/duty mark — BAL-040, nominal 40mm balancing valve | 263.9426 | General Mechanical |  | STANDARD | ACTIVE | BC-0014
QSOR-0001800 | DISC-MECH | CAT-0054 | SUB-0321 | 2177 | IMME size/duty mark — BAL-050, nominal 50mm balancing valve | 372.7837 | General Mechanical |  | STANDARD | ACTIVE | BC-0014
QSOR-0001801 | DISC-MECH | CAT-0054 | SUB-0322 | 2179 | IMME size/duty mark — CTV-015, nominal 15mm motorised two-way control valve | 136.963 | General Mechanical |  | STANDARD | ACTIVE | BC-0014
QSOR-0001802 | DISC-MECH | CAT-0054 | SUB-0322 | 2180 | IMME size/duty mark — CTV-022, nominal 22mm motorised two-way control valve | 159.6383 | General Mechanical |  | STANDARD | ACTIVE | BC-0014
QSOR-0001803 | DISC-MECH | CAT-0054 | SUB-0322 | 2181 | IMME size/duty mark — CTV-028, nominal 28mm motorised two-way control valve | 200.4544 | General Mechanical |  | STANDARD | ACTIVE | BC-0014
QSOR-0001804 | DISC-MECH | CAT-0054 | SUB-0322 | 2182 | IMME size/duty mark — CTV-035, nominal 35mm motorised two-way control valve | 282.0863 | General Mechanical |  | STANDARD | ACTIVE | BC-0014
QSOR-0001805 | DISC-MECH | CAT-0054 | SUB-0322 | 2183 | IMME size/duty mark — CTV-042, nominal 42mm motorised two-way control valve | 354.6481 | General Mechanical |  | STANDARD | ACTIVE | BC-0014
QSOR-0001806 | DISC-MECH | CAT-0054 | SUB-0322 | 2184 | IMME size/duty mark — CTV-054, nominal 54mm motorised two-way control valve | 499.7713 | General Mechanical |  | STANDARD | ACTIVE | BC-0014
QSOR-0001807 | DISC-MECH | CAT-0054 | SUB-0322 | 2185 | IMME size/duty mark — CTV-065, nominal 65mm motorised two-way control valve | 653.9649 | General Mechanical |  | STANDARD | ACTIVE | BC-0014
QSOR-0001808 | DISC-MECH | CAT-0054 | SUB-0322 | 2186 | IMME size/duty mark — CTV-080, nominal 80mm motorised two-way control valve | 862.5795 | General Mechanical |  | STANDARD | ACTIVE | BC-0014
QSOR-0001809 | DISC-MECH | CAT-0054 | SUB-0322 | 2187 | IMME size/duty mark — CTV-100, nominal 100mm motorised two-way control valve | 1225.3877 | General Mechanical |  | STANDARD | ACTIVE | BC-0014
QSOR-0001810 | DISC-MECH | CAT-0054 | SUB-0323 | 2189 | IMME size/duty mark — PRV-015, nominal 15mm pressure-reducing valve | 109.758 | General Mechanical |  | STANDARD | ACTIVE | BC-0014
QSOR-0001811 | DISC-MECH | CAT-0054 | SUB-0323 | 2190 | IMME size/duty mark — PRV-022, nominal 22mm pressure-reducing valve | 136.9702 | General Mechanical |  | STANDARD | ACTIVE | BC-0014
QSOR-0001812 | DISC-MECH | CAT-0054 | SUB-0323 | 2191 | IMME size/duty mark — PRV-028, nominal 28mm pressure-reducing valve | 173.253 | General Mechanical |  | STANDARD | ACTIVE | BC-0014
QSOR-0001813 | DISC-MECH | CAT-0054 | SUB-0323 | 2192 | IMME size/duty mark — PRV-035, nominal 35mm pressure-reducing valve | 227.677 | General Mechanical |  | STANDARD | ACTIVE | BC-0014
QSOR-0001814 | DISC-MECH | CAT-0054 | SUB-0323 | 2193 | IMME size/duty mark — PRV-042, nominal 42mm pressure-reducing valve | 300.2425 | General Mechanical |  | STANDARD | ACTIVE | BC-0014
QSOR-0001815 | DISC-MECH | CAT-0054 | SUB-0323 | 2194 | IMME size/duty mark — PRV-054, nominal 54mm pressure-reducing valve | 409.0907 | General Mechanical |  | STANDARD | ACTIVE | BC-0014
QSOR-0001816 | DISC-MECH | CAT-0054 | SUB-0323 | 2195 | IMME size/duty mark — PRV-065, nominal 65mm pressure-reducing valve | 545.151 | General Mechanical |  | STANDARD | ACTIVE | BC-0014
QSOR-0001817 | DISC-MECH | CAT-0054 | SUB-0323 | 2196 | IMME size/duty mark — PRV-080, nominal 80mm pressure-reducing valve | 744.706 | General Mechanical |  | STANDARD | ACTIVE | BC-0014
QSOR-0001818 | DISC-MECH | CAT-0054 | SUB-0323 | 2197 | IMME size/duty mark — PRV-100, nominal 100mm pressure-reducing valve | 1044.0387 | General Mechanical |  | STANDARD | ACTIVE | BC-0014
QSOR-0001819 | DISC-MECH | CAT-0054 | SUB-0324 | 2199 | IMME size/duty mark — STR-015, nominal 15mm Y-strainer | 41.7237 | General Mechanical |  | STANDARD | ACTIVE | BC-0014
QSOR-0001820 | DISC-MECH | CAT-0054 | SUB-0324 | 2200 | IMME size/duty mark — STR-022, nominal 22mm Y-strainer | 55.3284 | General Mechanical |  | STANDARD | ACTIVE | BC-0014
QSOR-0001821 | DISC-MECH | CAT-0054 | SUB-0324 | 2201 | IMME size/duty mark — STR-028, nominal 28mm Y-strainer | 78.0029 | General Mechanical |  | STANDARD | ACTIVE | BC-0014
QSOR-0001822 | DISC-MECH | CAT-0054 | SUB-0324 | 2202 | IMME size/duty mark — STR-035, nominal 35mm Y-strainer | 109.7469 | General Mechanical |  | STANDARD | ACTIVE | BC-0014
QSOR-0001823 | DISC-MECH | CAT-0054 | SUB-0324 | 2203 | IMME size/duty mark — STR-042, nominal 42mm Y-strainer | 146.0259 | General Mechanical |  | STANDARD | ACTIVE | BC-0014
QSOR-0001824 | DISC-MECH | CAT-0054 | SUB-0324 | 2204 | IMME size/duty mark — STR-054, nominal 54mm Y-strainer | 223.1191 | General Mechanical |  | STANDARD | ACTIVE | BC-0014
QSOR-0001825 | DISC-MECH | CAT-0054 | SUB-0324 | 2205 | IMME size/duty mark — STR-065, nominal 65mm Y-strainer | 318.3515 | General Mechanical |  | STANDARD | ACTIVE | BC-0014
QSOR-0001826 | DISC-MECH | CAT-0054 | SUB-0324 | 2206 | IMME size/duty mark — STR-080, nominal 80mm Y-strainer | 436.2584 | General Mechanical |  | STANDARD | ACTIVE | BC-0014
QSOR-0001827 | DISC-MECH | CAT-0054 | SUB-0324 | 2207 | IMME size/duty mark — STR-100, nominal 100mm Y-strainer | 681.1417 | General Mechanical |  | STANDARD | ACTIVE | BC-0014
QSOR-0001828 | DISC-MECH | CAT-0054 | SUB-0325 | 2209 | IMME size/duty mark — FLX-015, nominal 15mm flexible connector | 50.791 | General Mechanical |  | STANDARD | ACTIVE | BC-0014
QSOR-0001829 | DISC-MECH | CAT-0054 | SUB-0325 | 2210 | IMME size/duty mark — FLX-022, nominal 22mm flexible connector | 59.8605 | General Mechanical |  | STANDARD | ACTIVE | BC-0014
QSOR-0001830 | DISC-MECH | CAT-0054 | SUB-0325 | 2211 | IMME size/duty mark — FLX-028, nominal 28mm flexible connector | 73.4644 | General Mechanical |  | STANDARD | ACTIVE | BC-0014
QSOR-0001831 | DISC-MECH | CAT-0054 | SUB-0325 | 2212 | IMME size/duty mark — FLX-035, nominal 35mm flexible connector | 96.1378 | General Mechanical |  | STANDARD | ACTIVE | BC-0014
QSOR-0001832 | DISC-MECH | CAT-0054 | SUB-0325 | 2213 | IMME size/duty mark — FLX-042, nominal 42mm flexible connector | 114.2762 | General Mechanical |  | STANDARD | ACTIVE | BC-0014
QSOR-0001833 | DISC-MECH | CAT-0054 | SUB-0325 | 2214 | IMME size/duty mark — FLX-054, nominal 54mm flexible connector | 136.9495 | General Mechanical |  | STANDARD | ACTIVE | BC-0014
QSOR-0001834 | DISC-MECH | CAT-0054 | SUB-0325 | 2215 | IMME size/duty mark — FLX-065, nominal 65mm flexible connector | 191.3655 | General Mechanical |  | STANDARD | ACTIVE | BC-0014
QSOR-0001835 | DISC-MECH | CAT-0054 | SUB-0325 | 2216 | IMME size/duty mark — FLX-080, nominal 80mm flexible connector | 254.8507 | General Mechanical |  | STANDARD | ACTIVE | BC-0014
QSOR-0001836 | DISC-MECH | CAT-0054 | SUB-0325 | 2217 | IMME size/duty mark — FLX-100, nominal 100mm flexible connector | 354.6131 | General Mechanical |  | STANDARD | ACTIVE | BC-0014
QSOR-0001837 | DISC-MECH | CAT-0054 | SUB-0326 | 2219 | IMME size/duty mark — EXJ-025, nominal DN25 expansion joint | 164.1614 | General Mechanical |  | STANDARD | ACTIVE | BC-0014
QSOR-0001838 | DISC-MECH | CAT-0054 | SUB-0326 | 2220 | IMME size/duty mark — EXJ-032, nominal DN32 expansion joint | 191.3701 | General Mechanical |  | STANDARD | ACTIVE | BC-0014
QSOR-0001839 | DISC-MECH | CAT-0054 | SUB-0326 | 2221 | IMME size/duty mark — EXJ-040, nominal DN40 expansion joint | 227.6482 | General Mechanical |  | STANDARD | ACTIVE | BC-0014
QSOR-0001840 | DISC-MECH | CAT-0054 | SUB-0326 | 2222 | IMME size/duty mark — EXJ-050, nominal DN50 expansion joint | 291.1348 | General Mechanical |  | STANDARD | ACTIVE | BC-0014
QSOR-0001841 | DISC-MECH | CAT-0054 | SUB-0326 | 2223 | IMME size/duty mark — EXJ-065, nominal DN65 expansion joint | 390.8997 | General Mechanical |  | STANDARD | ACTIVE | BC-0014
QSOR-0001842 | DISC-MECH | CAT-0054 | SUB-0326 | 2224 | IMME size/duty mark — EXJ-080, nominal DN80 expansion joint | 508.8035 | General Mechanical |  | STANDARD | ACTIVE | BC-0014
QSOR-0001843 | DISC-MECH | CAT-0054 | SUB-0326 | 2225 | IMME size/duty mark — EXJ-100, nominal DN100 expansion joint | 690.1941 | General Mechanical |  | STANDARD | ACTIVE | BC-0014
QSOR-0001844 | DISC-MECH | CAT-0054 | SUB-0327 | 2227 | IMME size/duty mark — CMS-015, nominal 15mm commissioning set | 146.0272 | General Mechanical |  | STANDARD | ACTIVE | BC-0014
QSOR-0001845 | DISC-MECH | CAT-0054 | SUB-0327 | 2228 | IMME size/duty mark — CMS-020, nominal 20mm commissioning set | 164.1669 | General Mechanical |  | STANDARD | ACTIVE | BC-0014
QSOR-0001846 | DISC-MECH | CAT-0054 | SUB-0327 | 2229 | IMME size/duty mark — CMS-025, nominal 25mm commissioning set | 191.3766 | General Mechanical |  | STANDARD | ACTIVE | BC-0014
QSOR-0001847 | DISC-MECH | CAT-0054 | SUB-0327 | 2230 | IMME size/duty mark — CMS-032, nominal 32mm commissioning set | 254.8651 | General Mechanical |  | STANDARD | ACTIVE | BC-0014
QSOR-0001848 | DISC-MECH | CAT-0054 | SUB-0327 | 2231 | IMME size/duty mark — CMS-040, nominal 40mm commissioning set | 309.2844 | General Mechanical |  | STANDARD | ACTIVE | BC-0014
QSOR-0001849 | DISC-MECH | CAT-0054 | SUB-0327 | 2232 | IMME size/duty mark — CMS-050, nominal 50mm commissioning set | 436.2619 | General Mechanical |  | STANDARD | ACTIVE | BC-0014
QSOR-0001850 | DISC-MECH | CAT-0055 | SUB-0328 | 2235 | IMME size/duty mark — 80mm | 44.9352 | Ductwork & Ventilation |  | STANDARD | ACTIVE | BC-0015
QSOR-0001851 | DISC-MECH | CAT-0055 | SUB-0328 | 2236 | IMME size/duty mark — 100mm | 42.5203 | Ductwork & Ventilation |  | STANDARD | ACTIVE | BC-0015
QSOR-0001852 | DISC-MECH | CAT-0055 | SUB-0328 | 2237 | IMME size/duty mark — 160mm | 48.4577 | Ductwork & Ventilation |  | STANDARD | ACTIVE | BC-0015
QSOR-0001853 | DISC-MECH | CAT-0055 | SUB-0328 | 2238 | IMME size/duty mark — 200mm | 48.798 | Ductwork & Ventilation |  | STANDARD | ACTIVE | BC-0015
QSOR-0001854 | DISC-MECH | CAT-0055 | SUB-0328 | 2239 | IMME size/duty mark — 250mm | 58.8614 | Ductwork & Ventilation |  | STANDARD | ACTIVE | BC-0015
QSOR-0001855 | DISC-MECH | CAT-0055 | SUB-0328 | 2240 | IMME size/duty mark — 315mm | 67.2898 | Ductwork & Ventilation |  | STANDARD | ACTIVE | BC-0015
QSOR-0001856 | DISC-MECH | CAT-0055 | SUB-0328 | 2241 | IMME size/duty mark — 355mm | 81.0593 | Ductwork & Ventilation |  | STANDARD | ACTIVE | BC-0015
QSOR-0001857 | DISC-MECH | CAT-0055 | SUB-0328 | 2242 | IMME size/duty mark — 400mm | 93.4173 | Ductwork & Ventilation |  | STANDARD | ACTIVE | BC-0015
QSOR-0001858 | DISC-MECH | CAT-0055 | SUB-0328 | 2243 | IMME size/duty mark — 450mm | 111.0866 | Ductwork & Ventilation |  | STANDARD | ACTIVE | BC-0015
QSOR-0001859 | DISC-MECH | CAT-0055 | SUB-0328 | 2244 | IMME size/duty mark — 500mm | 128.6424 | Ductwork & Ventilation |  | STANDARD | ACTIVE | BC-0015
QSOR-0001860 | DISC-MECH | CAT-0055 | SUB-0328 | 2245 | IMME size/duty mark — 630mm | 150.0508 | Ductwork & Ventilation |  | STANDARD | ACTIVE | BC-0015
QSOR-0001861 | DISC-MECH | CAT-0055 | SUB-0328 | 2246 | IMME size/duty mark — 710mm | 180.4053 | Ductwork & Ventilation |  | STANDARD | ACTIVE | BC-0015
QSOR-0001862 | DISC-MECH | CAT-0055 | SUB-0328 | 2247 | IMME size/duty mark — 800mm | 208.1961 | Ductwork & Ventilation |  | STANDARD | ACTIVE | BC-0015
QSOR-0001863 | DISC-MECH | CAT-0055 | SUB-0328 | 2248 | IMME size/duty mark — 900mm | 247.3338 | Ductwork & Ventilation |  | STANDARD | ACTIVE | BC-0015
QSOR-0001864 | DISC-MECH | CAT-0055 | SUB-0328 | 2249 | IMME size/duty mark — 1000mm | 287.7912 | Ductwork & Ventilation |  | STANDARD | ACTIVE | BC-0015
QSOR-0001865 | DISC-MECH | CAT-0055 | SUB-0328 | 2250 | IMME size/duty mark — 1120mm | 343.2584 | Ductwork & Ventilation |  | STANDARD | ACTIVE | BC-0015
QSOR-0001866 | DISC-MECH | CAT-0055 | SUB-0328 | 2251 | IMME size/duty mark — 1250mm | 396.3818 | Ductwork & Ventilation |  | STANDARD | ACTIVE | BC-0015
QSOR-0001867 | DISC-MECH | CAT-0055 | SUB-0328 | 2252 | IMME size/duty mark — 1400mm | 466.3364 | Ductwork & Ventilation |  | STANDARD | ACTIVE | BC-0015
QSOR-0001868 | DISC-MECH | CAT-0055 | SUB-0328 | 2253 | IMME size/duty mark — 1600mm | 546.2003 | Ductwork & Ventilation |  | STANDARD | ACTIVE | BC-0015
QSOR-0001869 | DISC-MECH | CAT-0055 | SUB-0329 | 2255 | IMME size/duty mark — 80mm | 8.415 | Ductwork & Ventilation |  | STANDARD | ACTIVE | BC-0015
QSOR-0001870 | DISC-MECH | CAT-0055 | SUB-0329 | 2256 | IMME size/duty mark — 100mm | 8.7382 | Ductwork & Ventilation |  | STANDARD | ACTIVE | BC-0015
QSOR-0001871 | DISC-MECH | CAT-0055 | SUB-0329 | 2257 | IMME size/duty mark — 160mm | 9.7661 | Ductwork & Ventilation |  | STANDARD | ACTIVE | BC-0015
QSOR-0001872 | DISC-MECH | CAT-0055 | SUB-0329 | 2258 | IMME size/duty mark — 200mm | 9.8034 | Ductwork & Ventilation |  | STANDARD | ACTIVE | BC-0015
QSOR-0001873 | DISC-MECH | CAT-0055 | SUB-0329 | 2259 | IMME size/duty mark — 250mm | 14.6117 | Ductwork & Ventilation |  | STANDARD | ACTIVE | BC-0015
QSOR-0001874 | DISC-MECH | CAT-0055 | SUB-0329 | 2260 | IMME size/duty mark — 315mm | 20.1399 | Ductwork & Ventilation |  | STANDARD | ACTIVE | BC-0015
QSOR-0001875 | DISC-MECH | CAT-0055 | SUB-0329 | 2261 | IMME size/duty mark — 355mm | 22.572 | Ductwork & Ventilation |  | STANDARD | ACTIVE | BC-0015
QSOR-0001876 | DISC-MECH | CAT-0055 | SUB-0329 | 2262 | IMME size/duty mark — 400mm | 28.7865 | Ductwork & Ventilation |  | STANDARD | ACTIVE | BC-0015
QSOR-0001877 | DISC-MECH | CAT-0055 | SUB-0329 | 2263 | IMME size/duty mark — 450mm | 38.328 | Ductwork & Ventilation |  | STANDARD | ACTIVE | BC-0015
QSOR-0001878 | DISC-MECH | CAT-0055 | SUB-0329 | 2264 | IMME size/duty mark — 500mm | 49.91 | Ductwork & Ventilation |  | STANDARD | ACTIVE | BC-0015
QSOR-0001879 | DISC-MECH | CAT-0055 | SUB-0329 | 2265 | IMME size/duty mark — 630mm | 64.7129 | Ductwork & Ventilation |  | STANDARD | ACTIVE | BC-0015
QSOR-0001880 | DISC-MECH | CAT-0055 | SUB-0329 | 2266 | IMME size/duty mark — 710mm | 87.4301 | Ductwork & Ventilation |  | STANDARD | ACTIVE | BC-0015
QSOR-0001881 | DISC-MECH | CAT-0055 | SUB-0329 | 2267 | IMME size/duty mark — 800mm | 112.7611 | Ductwork & Ventilation |  | STANDARD | ACTIVE | BC-0015
QSOR-0001882 | DISC-MECH | CAT-0055 | SUB-0329 | 2268 | IMME size/duty mark — 900mm | 143.7332 | Ductwork & Ventilation |  | STANDARD | ACTIVE | BC-0015
QSOR-0001883 | DISC-MECH | CAT-0055 | SUB-0329 | 2269 | IMME size/duty mark — 1000mm | 176.6598 | Ductwork & Ventilation |  | STANDARD | ACTIVE | BC-0015
QSOR-0001884 | DISC-MECH | CAT-0055 | SUB-0329 | 2270 | IMME size/duty mark — 1120mm | 224.2949 | Ductwork & Ventilation |  | STANDARD | ACTIVE | BC-0015
QSOR-0001885 | DISC-MECH | CAT-0055 | SUB-0329 | 2271 | IMME size/duty mark — 1250mm | 277.2627 | Ductwork & Ventilation |  | STANDARD | ACTIVE | BC-0015
QSOR-0001886 | DISC-MECH | CAT-0055 | SUB-0329 | 2272 | IMME size/duty mark — 1400mm | 347.0855 | Ductwork & Ventilation |  | STANDARD | ACTIVE | BC-0015
QSOR-0001887 | DISC-MECH | CAT-0055 | SUB-0329 | 2273 | IMME size/duty mark — 1600mm | 436.146 | Ductwork & Ventilation |  | STANDARD | ACTIVE | BC-0015
QSOR-0001888 | DISC-MECH | CAT-0055 | SUB-0330 | 2275 | IMME size/duty mark — 80mm | 26.8787 | Ductwork & Ventilation |  | STANDARD | ACTIVE | BC-0015
QSOR-0001889 | DISC-MECH | CAT-0055 | SUB-0330 | 2276 | IMME size/duty mark — 100mm | 27.3099 | Ductwork & Ventilation |  | STANDARD | ACTIVE | BC-0015
QSOR-0001890 | DISC-MECH | CAT-0055 | SUB-0330 | 2277 | IMME size/duty mark — 160mm | 32.1113 | Ductwork & Ventilation |  | STANDARD | ACTIVE | BC-0015
QSOR-0001891 | DISC-MECH | CAT-0055 | SUB-0330 | 2278 | IMME size/duty mark — 200mm | 36.7694 | Ductwork & Ventilation |  | STANDARD | ACTIVE | BC-0015
QSOR-0001892 | DISC-MECH | CAT-0055 | SUB-0330 | 2279 | IMME size/duty mark — 250mm | 43.1541 | Ductwork & Ventilation |  | STANDARD | ACTIVE | BC-0015
QSOR-0001893 | DISC-MECH | CAT-0055 | SUB-0330 | 2280 | IMME size/duty mark — 315mm | 48.5879 | Ductwork & Ventilation |  | STANDARD | ACTIVE | BC-0015
QSOR-0001894 | DISC-MECH | CAT-0055 | SUB-0330 | 2281 | IMME size/duty mark — 355mm | 57.1638 | Ductwork & Ventilation |  | STANDARD | ACTIVE | BC-0015
QSOR-0001895 | DISC-MECH | CAT-0055 | SUB-0330 | 2282 | IMME size/duty mark — 400mm | 61.7866 | Ductwork & Ventilation |  | STANDARD | ACTIVE | BC-0015
QSOR-0001896 | DISC-MECH | CAT-0055 | SUB-0330 | 2283 | IMME size/duty mark — 450mm | 66.3317 | Ductwork & Ventilation |  | STANDARD | ACTIVE | BC-0015
QSOR-0001897 | DISC-MECH | CAT-0055 | SUB-0330 | 2284 | IMME size/duty mark — 500mm | 84.1419 | Ductwork & Ventilation |  | STANDARD | ACTIVE | BC-0015
QSOR-0001898 | DISC-MECH | CAT-0055 | SUB-0330 | 2285 | IMME size/duty mark — 630mm | 113.4685 | Ductwork & Ventilation |  | STANDARD | ACTIVE | BC-0015
QSOR-0001899 | DISC-MECH | CAT-0055 | SUB-0330 | 2286 | IMME size/duty mark — 710mm | 155.3907 | Ductwork & Ventilation |  | STANDARD | ACTIVE | BC-0015
QSOR-0001900 | DISC-MECH | CAT-0055 | SUB-0330 | 2287 | IMME size/duty mark — 800mm | 206.8697 | Ductwork & Ventilation |  | STANDARD | ACTIVE | BC-0015
QSOR-0001901 | DISC-MECH | CAT-0055 | SUB-0330 | 2288 | IMME size/duty mark — 900mm | 273.0145 | Ductwork & Ventilation |  | STANDARD | ACTIVE | BC-0015
QSOR-0001902 | DISC-MECH | CAT-0055 | SUB-0330 | 2289 | IMME size/duty mark — 1000mm | 349.3278 | Ductwork & Ventilation |  | STANDARD | ACTIVE | BC-0015
QSOR-0001903 | DISC-MECH | CAT-0055 | SUB-0330 | 2290 | IMME size/duty mark — 1120mm | 460.5787 | Ductwork & Ventilation |  | STANDARD | ACTIVE | BC-0015
QSOR-0001904 | DISC-MECH | CAT-0055 | SUB-0330 | 2291 | IMME size/duty mark — 1250mm | 585.7551 | Ductwork & Ventilation |  | STANDARD | ACTIVE | BC-0015
QSOR-0001905 | DISC-MECH | CAT-0055 | SUB-0330 | 2292 | IMME size/duty mark — 1400mm | 765.5089 | Ductwork & Ventilation |  | STANDARD | ACTIVE | BC-0015
QSOR-0001906 | DISC-MECH | CAT-0055 | SUB-0330 | 2293 | IMME size/duty mark — 1600mm | 1008.5492 | Ductwork & Ventilation |  | STANDARD | ACTIVE | BC-0015
QSOR-0001907 | DISC-MECH | CAT-0055 | SUB-0331 | 2295 | IMME size/duty mark — 80mm | 20.6644 | Ductwork & Ventilation |  | STANDARD | ACTIVE | BC-0015
QSOR-0001908 | DISC-MECH | CAT-0055 | SUB-0331 | 2296 | IMME size/duty mark — 100mm | 22.7603 | Ductwork & Ventilation |  | STANDARD | ACTIVE | BC-0015
QSOR-0001909 | DISC-MECH | CAT-0055 | SUB-0331 | 2297 | IMME size/duty mark — 160mm | 24.8297 | Ductwork & Ventilation |  | STANDARD | ACTIVE | BC-0015
QSOR-0001910 | DISC-MECH | CAT-0055 | SUB-0331 | 2298 | IMME size/duty mark — 200mm | 27.3679 | Ductwork & Ventilation |  | STANDARD | ACTIVE | BC-0015
QSOR-0001911 | DISC-MECH | CAT-0055 | SUB-0331 | 2299 | IMME size/duty mark — 250mm | 30.9259 | Ductwork & Ventilation |  | STANDARD | ACTIVE | BC-0015
QSOR-0001912 | DISC-MECH | CAT-0055 | SUB-0331 | 2300 | IMME size/duty mark — 315mm | 44.4625 | Ductwork & Ventilation |  | STANDARD | ACTIVE | BC-0015
QSOR-0001913 | DISC-MECH | CAT-0055 | SUB-0331 | 2301 | IMME size/duty mark — 355mm | 50.1846 | Ductwork & Ventilation |  | STANDARD | ACTIVE | BC-0015
QSOR-0001914 | DISC-MECH | CAT-0055 | SUB-0331 | 2302 | IMME size/duty mark — 400mm | 53.5627 | Ductwork & Ventilation |  | STANDARD | ACTIVE | BC-0015
QSOR-0001915 | DISC-MECH | CAT-0055 | SUB-0331 | 2303 | IMME size/duty mark — 450mm | 59.9212 | Ductwork & Ventilation |  | STANDARD | ACTIVE | BC-0015
QSOR-0001916 | DISC-MECH | CAT-0055 | SUB-0331 | 2304 | IMME size/duty mark — 500mm | 64.5597 | Ductwork & Ventilation |  | STANDARD | ACTIVE | BC-0015
QSOR-0001917 | DISC-MECH | CAT-0055 | SUB-0331 | 2305 | IMME size/duty mark — 630mm | 115.6338 | Ductwork & Ventilation |  | STANDARD | ACTIVE | BC-0015
QSOR-0001918 | DISC-MECH | CAT-0055 | SUB-0331 | 2306 | IMME size/duty mark — 710mm | 140.4919 | Ductwork & Ventilation |  | STANDARD | ACTIVE | BC-0015
QSOR-0001919 | DISC-MECH | CAT-0055 | SUB-0331 | 2307 | IMME size/duty mark — 800mm | 142.1314 | Ductwork & Ventilation |  | STANDARD | ACTIVE | BC-0015
QSOR-0001920 | DISC-MECH | CAT-0055 | SUB-0331 | 2308 | IMME size/duty mark — 900mm | 188.0705 | Ductwork & Ventilation |  | STANDARD | ACTIVE | BC-0015
QSOR-0001921 | DISC-MECH | CAT-0055 | SUB-0331 | 2309 | IMME size/duty mark — 1000mm | 289.0132 | Ductwork & Ventilation |  | STANDARD | ACTIVE | BC-0015
QSOR-0001922 | DISC-MECH | CAT-0055 | SUB-0331 | 2310 | IMME size/duty mark — 1120mm | 442.124 | Ductwork & Ventilation |  | STANDARD | ACTIVE | BC-0015
QSOR-0001923 | DISC-MECH | CAT-0055 | SUB-0331 | 2311 | IMME size/duty mark — 1250mm | 438.4902 | Ductwork & Ventilation |  | STANDARD | ACTIVE | BC-0015
QSOR-0001924 | DISC-MECH | CAT-0055 | SUB-0331 | 2312 | IMME size/duty mark — 1400mm | 751.121 | Ductwork & Ventilation |  | STANDARD | ACTIVE | BC-0015
QSOR-0001925 | DISC-MECH | CAT-0055 | SUB-0331 | 2313 | IMME size/duty mark — 1600mm | 1143.8964 | Ductwork & Ventilation |  | STANDARD | ACTIVE | BC-0015
QSOR-0001926 | DISC-MECH | CAT-0055 | SUB-0332 | 2315 | IMME size/duty mark — 80mm | 53.3074 | Ductwork & Ventilation |  | STANDARD | ACTIVE | BC-0015
QSOR-0001927 | DISC-MECH | CAT-0055 | SUB-0332 | 2316 | IMME size/duty mark — 100mm | 56.1398 | Ductwork & Ventilation |  | STANDARD | ACTIVE | BC-0015
QSOR-0001928 | DISC-MECH | CAT-0055 | SUB-0332 | 2317 | IMME size/duty mark — 160mm | 56.9366 | Ductwork & Ventilation |  | STANDARD | ACTIVE | BC-0015
QSOR-0001929 | DISC-MECH | CAT-0055 | SUB-0332 | 2318 | IMME size/duty mark — 200mm | 62.4428 | Ductwork & Ventilation |  | STANDARD | ACTIVE | BC-0015
QSOR-0001930 | DISC-MECH | CAT-0055 | SUB-0332 | 2319 | IMME size/duty mark — 250mm | 70.1606 | Ductwork & Ventilation |  | STANDARD | ACTIVE | BC-0015
QSOR-0001931 | DISC-MECH | CAT-0055 | SUB-0332 | 2320 | IMME size/duty mark — 315mm | 75.3811 | Ductwork & Ventilation |  | STANDARD | ACTIVE | BC-0015
QSOR-0001932 | DISC-MECH | CAT-0055 | SUB-0332 | 2321 | IMME size/duty mark — 355mm | 84.9071 | Ductwork & Ventilation |  | STANDARD | ACTIVE | BC-0015
QSOR-0001933 | DISC-MECH | CAT-0055 | SUB-0332 | 2322 | IMME size/duty mark — 400mm | 112.5656 | Ductwork & Ventilation |  | STANDARD | ACTIVE | BC-0015
QSOR-0001934 | DISC-MECH | CAT-0055 | SUB-0332 | 2323 | IMME size/duty mark — 450mm | 151.4657 | Ductwork & Ventilation |  | STANDARD | ACTIVE | BC-0015
QSOR-0001935 | DISC-MECH | CAT-0055 | SUB-0332 | 2324 | IMME size/duty mark — 500mm | 170.2424 | Ductwork & Ventilation |  | STANDARD | ACTIVE | BC-0015
QSOR-0001936 | DISC-MECH | CAT-0055 | SUB-0332 | 2325 | IMME size/duty mark — 630mm | 226.2756 | Ductwork & Ventilation |  | STANDARD | ACTIVE | BC-0015
QSOR-0001937 | DISC-MECH | CAT-0055 | SUB-0332 | 2326 | IMME size/duty mark — 710mm | 277.3726 | Ductwork & Ventilation |  | STANDARD | ACTIVE | BC-0015
QSOR-0001938 | DISC-MECH | CAT-0055 | SUB-0332 | 2327 | IMME size/duty mark — 800mm | 328.238 | Ductwork & Ventilation |  | STANDARD | ACTIVE | BC-0015
QSOR-0001939 | DISC-MECH | CAT-0055 | SUB-0332 | 2328 | IMME size/duty mark — 900mm | 397.5885 | Ductwork & Ventilation |  | STANDARD | ACTIVE | BC-0015
QSOR-0001940 | DISC-MECH | CAT-0055 | SUB-0332 | 2329 | IMME size/duty mark — 1000mm | 468.0353 | Ductwork & Ventilation |  | STANDARD | ACTIVE | BC-0015
QSOR-0001941 | DISC-MECH | CAT-0055 | SUB-0332 | 2330 | IMME size/duty mark — 1120mm | 571.5391 | Ductwork & Ventilation |  | STANDARD | ACTIVE | BC-0015
QSOR-0001942 | DISC-MECH | CAT-0055 | SUB-0332 | 2331 | IMME size/duty mark — 1250mm | 678.7117 | Ductwork & Ventilation |  | STANDARD | ACTIVE | BC-0015
QSOR-0001943 | DISC-MECH | CAT-0055 | SUB-0332 | 2332 | IMME size/duty mark — 1400mm | 811.9546 | Ductwork & Ventilation |  | STANDARD | ACTIVE | BC-0015
QSOR-0001944 | DISC-MECH | CAT-0055 | SUB-0332 | 2333 | IMME size/duty mark — 1600mm | 991.8237 | Ductwork & Ventilation |  | STANDARD | ACTIVE | BC-0015
QSOR-0001945 | DISC-MECH | CAT-0055 | SUB-0333 | 2335 | IMME size/duty mark — Up to 200mm (width+height) | 75.8165 | Ductwork & Ventilation |  | STANDARD | ACTIVE | BC-0015
QSOR-0001946 | DISC-MECH | CAT-0055 | SUB-0333 | 2336 | IMME size/duty mark — Up to 400mm (width+height) | 78.7867 | Ductwork & Ventilation |  | STANDARD | ACTIVE | BC-0015
QSOR-0001947 | DISC-MECH | CAT-0055 | SUB-0333 | 2337 | IMME size/duty mark — Up to 600mm (width+height) | 86.9388 | Ductwork & Ventilation |  | STANDARD | ACTIVE | BC-0015
QSOR-0001948 | DISC-MECH | CAT-0055 | SUB-0333 | 2338 | IMME size/duty mark — Up to 800mm (width+height) | 95.4915 | Ductwork & Ventilation |  | STANDARD | ACTIVE | BC-0015
QSOR-0001949 | DISC-MECH | CAT-0055 | SUB-0333 | 2339 | IMME size/duty mark — Up to 1000mm (width+height) | 104.8962 | Ductwork & Ventilation |  | STANDARD | ACTIVE | BC-0015
QSOR-0001950 | DISC-MECH | CAT-0055 | SUB-0333 | 2340 | IMME size/duty mark — Up to 1400mm (width+height) | 119.7726 | Ductwork & Ventilation |  | STANDARD | ACTIVE | BC-0015
QSOR-0001951 | DISC-MECH | CAT-0055 | SUB-0333 | 2341 | IMME size/duty mark — Up to 1800mm (width+height) | 186.9286 | Ductwork & Ventilation |  | STANDARD | ACTIVE | BC-0015
QSOR-0001952 | DISC-MECH | CAT-0055 | SUB-0333 | 2342 | IMME size/duty mark — Up to 2200mm (width+height) | 255.5641 | Ductwork & Ventilation |  | STANDARD | ACTIVE | BC-0015
QSOR-0001953 | DISC-MECH | CAT-0055 | SUB-0333 | 2343 | IMME size/duty mark — Up to 2600mm (width+height) | 328.063 | Ductwork & Ventilation |  | STANDARD | ACTIVE | BC-0015
QSOR-0001954 | DISC-MECH | CAT-0055 | SUB-0333 | 2344 | IMME size/duty mark — Up to 3000mm (width+height) | 395.874 | Ductwork & Ventilation |  | STANDARD | ACTIVE | BC-0015
QSOR-0001955 | DISC-MECH | CAT-0055 | SUB-0333 | 2345 | IMME size/duty mark — Up to 3400mm (width+height) | 460.3125 | Ductwork & Ventilation |  | STANDARD | ACTIVE | BC-0015
QSOR-0001956 | DISC-MECH | CAT-0055 | SUB-0333 | 2346 | IMME size/duty mark — Up to 3800mm (width+height) | 504.538 | Ductwork & Ventilation |  | STANDARD | ACTIVE | BC-0015
QSOR-0001957 | DISC-MECH | CAT-0055 | SUB-0334 | 2348 | IMME size/duty mark — Up to 200mm (width+height) | 29.6002 | Ductwork & Ventilation |  | STANDARD | ACTIVE | BC-0015
QSOR-0001958 | DISC-MECH | CAT-0055 | SUB-0334 | 2349 | IMME size/duty mark — Up to 400mm (width+height) | 32.4766 | Ductwork & Ventilation |  | STANDARD | ACTIVE | BC-0015
QSOR-0001959 | DISC-MECH | CAT-0055 | SUB-0334 | 2350 | IMME size/duty mark — Up to 600mm (width+height) | 36.7895 | Ductwork & Ventilation |  | STANDARD | ACTIVE | BC-0015
QSOR-0001960 | DISC-MECH | CAT-0055 | SUB-0334 | 2351 | IMME size/duty mark — Up to 800mm (width+height) | 42.1476 | Ductwork & Ventilation |  | STANDARD | ACTIVE | BC-0015
QSOR-0001961 | DISC-MECH | CAT-0055 | SUB-0334 | 2352 | IMME size/duty mark — Up to 1000mm (width+height) | 57.7303 | Ductwork & Ventilation |  | STANDARD | ACTIVE | BC-0015
QSOR-0001962 | DISC-MECH | CAT-0055 | SUB-0334 | 2353 | IMME size/duty mark — Up to 1400mm (width+height) | 66.2159 | Ductwork & Ventilation |  | STANDARD | ACTIVE | BC-0015
QSOR-0001963 | DISC-MECH | CAT-0055 | SUB-0334 | 2354 | IMME size/duty mark — Up to 1800mm (width+height) | 106.1407 | Ductwork & Ventilation |  | STANDARD | ACTIVE | BC-0015
QSOR-0001964 | DISC-MECH | CAT-0055 | SUB-0334 | 2355 | IMME size/duty mark — Up to 2200mm (width+height) | 143.9593 | Ductwork & Ventilation |  | STANDARD | ACTIVE | BC-0015
QSOR-0001965 | DISC-MECH | CAT-0055 | SUB-0334 | 2356 | IMME size/duty mark — Up to 2600mm (width+height) | 150.2783 | Ductwork & Ventilation |  | STANDARD | ACTIVE | BC-0015
QSOR-0001966 | DISC-MECH | CAT-0055 | SUB-0334 | 2357 | IMME size/duty mark — Up to 3000mm (width+height) | 204.4122 | Ductwork & Ventilation |  | STANDARD | ACTIVE | BC-0015
QSOR-0001967 | DISC-MECH | CAT-0055 | SUB-0334 | 2358 | IMME size/duty mark — Up to 3400mm (width+height) | 226.3551 | Ductwork & Ventilation |  | STANDARD | ACTIVE | BC-0015
QSOR-0001968 | DISC-MECH | CAT-0055 | SUB-0334 | 2359 | IMME size/duty mark — Up to 3800mm (width+height) | 261.4008 | Ductwork & Ventilation |  | STANDARD | ACTIVE | BC-0015
QSOR-0001969 | DISC-MECH | CAT-0055 | SUB-0335 | 2361 | IMME size/duty mark — Up to 200mm (width+height) | 77.9241 | Ductwork & Ventilation |  | STANDARD | ACTIVE | BC-0015
QSOR-0001970 | DISC-MECH | CAT-0055 | SUB-0335 | 2362 | IMME size/duty mark — Up to 400mm (width+height) | 96.8122 | Ductwork & Ventilation |  | STANDARD | ACTIVE | BC-0015
QSOR-0001971 | DISC-MECH | CAT-0055 | SUB-0335 | 2363 | IMME size/duty mark — Up to 600mm (width+height) | 121.1896 | Ductwork & Ventilation |  | STANDARD | ACTIVE | BC-0015
QSOR-0001972 | DISC-MECH | CAT-0055 | SUB-0335 | 2364 | IMME size/duty mark — Up to 800mm (width+height) | 151.9415 | Ductwork & Ventilation |  | STANDARD | ACTIVE | BC-0015
QSOR-0001973 | DISC-MECH | CAT-0055 | SUB-0335 | 2365 | IMME size/duty mark — Up to 1000mm (width+height) | 189.1831 | Ductwork & Ventilation |  | STANDARD | ACTIVE | BC-0015
QSOR-0001974 | DISC-MECH | CAT-0055 | SUB-0335 | 2366 | IMME size/duty mark — Up to 1400mm (width+height) | 236.7919 | Ductwork & Ventilation |  | STANDARD | ACTIVE | BC-0015
QSOR-0001975 | DISC-MECH | CAT-0055 | SUB-0335 | 2367 | IMME size/duty mark — Up to 1800mm (width+height) | 295.5326 | Ductwork & Ventilation |  | STANDARD | ACTIVE | BC-0015
QSOR-0001976 | DISC-MECH | CAT-0055 | SUB-0335 | 2368 | IMME size/duty mark — Up to 2200mm (width+height) | 370.7335 | Ductwork & Ventilation |  | STANDARD | ACTIVE | BC-0015
QSOR-0001977 | DISC-MECH | CAT-0055 | SUB-0335 | 2369 | IMME size/duty mark — Up to 2600mm (width+height) | 464.6333 | Ductwork & Ventilation |  | STANDARD | ACTIVE | BC-0015
QSOR-0001978 | DISC-MECH | CAT-0055 | SUB-0335 | 2370 | IMME size/duty mark — Up to 3000mm (width+height) | 577.3844 | Ductwork & Ventilation |  | STANDARD | ACTIVE | BC-0015
QSOR-0001979 | DISC-MECH | CAT-0055 | SUB-0335 | 2371 | IMME size/duty mark — Up to 3400mm (width+height) | 723.756 | Ductwork & Ventilation |  | STANDARD | ACTIVE | BC-0015
QSOR-0001980 | DISC-MECH | CAT-0055 | SUB-0335 | 2372 | IMME size/duty mark — Up to 3800mm (width+height) | 906.0237 | Ductwork & Ventilation |  | STANDARD | ACTIVE | BC-0015
QSOR-0001981 | DISC-MECH | CAT-0055 | SUB-0336 | 2374 | IMME size/duty mark — Up to 200mm (width+height) | 69.9779 | Ductwork & Ventilation |  | STANDARD | ACTIVE | BC-0015
QSOR-0001982 | DISC-MECH | CAT-0055 | SUB-0336 | 2375 | IMME size/duty mark — Up to 400mm (width+height) | 98.3601 | Ductwork & Ventilation |  | STANDARD | ACTIVE | BC-0015
QSOR-0001983 | DISC-MECH | CAT-0055 | SUB-0336 | 2376 | IMME size/duty mark — Up to 600mm (width+height) | 108.6733 | Ductwork & Ventilation |  | STANDARD | ACTIVE | BC-0015
QSOR-0001984 | DISC-MECH | CAT-0055 | SUB-0336 | 2377 | IMME size/duty mark — Up to 800mm (width+height) | 119.1746 | Ductwork & Ventilation |  | STANDARD | ACTIVE | BC-0015
QSOR-0001985 | DISC-MECH | CAT-0055 | SUB-0336 | 2378 | IMME size/duty mark — Up to 1000mm (width+height) | 133.7141 | Ductwork & Ventilation |  | STANDARD | ACTIVE | BC-0015
QSOR-0001986 | DISC-MECH | CAT-0055 | SUB-0336 | 2379 | IMME size/duty mark — Up to 1400mm (width+height) | 161.1282 | Ductwork & Ventilation |  | STANDARD | ACTIVE | BC-0015
QSOR-0001987 | DISC-MECH | CAT-0055 | SUB-0336 | 2380 | IMME size/duty mark — Up to 1800mm (width+height) | 199.7823 | Ductwork & Ventilation |  | STANDARD | ACTIVE | BC-0015
QSOR-0001988 | DISC-MECH | CAT-0055 | SUB-0336 | 2381 | IMME size/duty mark — Up to 2200mm (width+height) | 299.9172 | Ductwork & Ventilation |  | STANDARD | ACTIVE | BC-0015
QSOR-0001989 | DISC-MECH | CAT-0055 | SUB-0336 | 2382 | IMME size/duty mark — Up to 2600mm (width+height) | 453.8512 | Ductwork & Ventilation |  | STANDARD | ACTIVE | BC-0015
QSOR-0001990 | DISC-MECH | CAT-0055 | SUB-0336 | 2383 | IMME size/duty mark — Up to 3000mm (width+height) | 681.8248 | Ductwork & Ventilation |  | STANDARD | ACTIVE | BC-0015
QSOR-0001991 | DISC-MECH | CAT-0055 | SUB-0336 | 2384 | IMME size/duty mark — Up to 3400mm (width+height) | 1026.8173 | Ductwork & Ventilation |  | STANDARD | ACTIVE | BC-0015
QSOR-0001992 | DISC-MECH | CAT-0055 | SUB-0336 | 2385 | IMME size/duty mark — Up to 3800mm (width+height) | 1534.5774 | Ductwork & Ventilation |  | STANDARD | ACTIVE | BC-0015
QSOR-0001993 | DISC-MECH | CAT-0055 | SUB-0337 | 2387 | IMME size/duty mark — Up to 200mm (width+height) | 83.6369 | Ductwork & Ventilation |  | STANDARD | ACTIVE | BC-0015
QSOR-0001994 | DISC-MECH | CAT-0055 | SUB-0337 | 2388 | IMME size/duty mark — Up to 400mm (width+height) | 104.9845 | Ductwork & Ventilation |  | STANDARD | ACTIVE | BC-0015
QSOR-0001995 | DISC-MECH | CAT-0055 | SUB-0337 | 2389 | IMME size/duty mark — Up to 600mm (width+height) | 119.5444 | Ductwork & Ventilation |  | STANDARD | ACTIVE | BC-0015
QSOR-0001996 | DISC-MECH | CAT-0055 | SUB-0337 | 2390 | IMME size/duty mark — Up to 800mm (width+height) | 132.4827 | Ductwork & Ventilation |  | STANDARD | ACTIVE | BC-0015
QSOR-0001997 | DISC-MECH | CAT-0055 | SUB-0337 | 2391 | IMME size/duty mark — Up to 1000mm (width+height) | 159.793 | Ductwork & Ventilation |  | STANDARD | ACTIVE | BC-0015
QSOR-0001998 | DISC-MECH | CAT-0055 | SUB-0337 | 2392 | IMME size/duty mark — Up to 1400mm (width+height) | 191.8585 | Ductwork & Ventilation |  | STANDARD | ACTIVE | BC-0015
QSOR-0001999 | DISC-MECH | CAT-0055 | SUB-0337 | 2393 | IMME size/duty mark — Up to 1800mm (width+height) | 282.9688 | Ductwork & Ventilation |  | STANDARD | ACTIVE | BC-0015
QSOR-0002000 | DISC-MECH | CAT-0055 | SUB-0337 | 2394 | IMME size/duty mark — Up to 2200mm (width+height) | 427.0802 | Ductwork & Ventilation |  | STANDARD | ACTIVE | BC-0015
QSOR-0002001 | DISC-MECH | CAT-0055 | SUB-0337 | 2395 | IMME size/duty mark — Up to 2600mm (width+height) | 645.8056 | Ductwork & Ventilation |  | STANDARD | ACTIVE | BC-0015
QSOR-0002002 | DISC-MECH | CAT-0055 | SUB-0337 | 2396 | IMME size/duty mark — Up to 3000mm (width+height) | 965.0055 | Ductwork & Ventilation |  | STANDARD | ACTIVE | BC-0015
QSOR-0002003 | DISC-MECH | CAT-0055 | SUB-0337 | 2397 | IMME size/duty mark — Up to 3400mm (width+height) | 1159.242 | Ductwork & Ventilation |  | STANDARD | ACTIVE | BC-0015
QSOR-0002004 | DISC-MECH | CAT-0055 | SUB-0337 | 2398 | IMME size/duty mark — Up to 3800mm (width+height) | 1396.7161 | Ductwork & Ventilation |  | STANDARD | ACTIVE | BC-0015
QSOR-0002005 | DISC-MECH | CAT-0055 | SUB-0338 | 2400 | IMME size/duty mark — Up to 200mm (width+height) | 96.1547 | Ductwork & Ventilation |  | STANDARD | ACTIVE | BC-0015
QSOR-0002006 | DISC-MECH | CAT-0055 | SUB-0338 | 2401 | IMME size/duty mark — Up to 400mm (width+height) | 101.1579 | Ductwork & Ventilation |  | STANDARD | ACTIVE | BC-0015
QSOR-0002007 | DISC-MECH | CAT-0055 | SUB-0338 | 2402 | IMME size/duty mark — Up to 600mm (width+height) | 111.4685 | Ductwork & Ventilation |  | STANDARD | ACTIVE | BC-0015
QSOR-0002008 | DISC-MECH | CAT-0055 | SUB-0338 | 2403 | IMME size/duty mark — Up to 800mm (width+height) | 130.8384 | Ductwork & Ventilation |  | STANDARD | ACTIVE | BC-0015
QSOR-0002009 | DISC-MECH | CAT-0055 | SUB-0338 | 2404 | IMME size/duty mark — Up to 1000mm (width+height) | 166.2781 | Ductwork & Ventilation |  | STANDARD | ACTIVE | BC-0015
QSOR-0002010 | DISC-MECH | CAT-0055 | SUB-0338 | 2405 | IMME size/duty mark — Up to 1400mm (width+height) | 212.6356 | Ductwork & Ventilation |  | STANDARD | ACTIVE | BC-0015
QSOR-0002011 | DISC-MECH | CAT-0055 | SUB-0338 | 2406 | IMME size/duty mark — Up to 1800mm (width+height) | 255.7306 | Ductwork & Ventilation |  | STANDARD | ACTIVE | BC-0015
QSOR-0002012 | DISC-MECH | CAT-0055 | SUB-0338 | 2407 | IMME size/duty mark — Up to 2000mm (width+height) | 341.0018 | Ductwork & Ventilation |  | STANDARD | ACTIVE | BC-0015
QSOR-0002013 | DISC-MECH | CAT-0055 | SUB-0339 | 2409 | IMME size/duty mark — Up to 200mm (width+height) | 123.201 | Ductwork & Ventilation |  | STANDARD | ACTIVE | BC-0015
QSOR-0002014 | DISC-MECH | CAT-0055 | SUB-0339 | 2410 | IMME size/duty mark — Up to 400mm (width+height) | 128.1332 | Ductwork & Ventilation |  | STANDARD | ACTIVE | BC-0015
QSOR-0002015 | DISC-MECH | CAT-0055 | SUB-0339 | 2411 | IMME size/duty mark — Up to 600mm (width+height) | 142.8024 | Ductwork & Ventilation |  | STANDARD | ACTIVE | BC-0015
QSOR-0002016 | DISC-MECH | CAT-0055 | SUB-0339 | 2412 | IMME size/duty mark — Up to 800mm (width+height) | 166.935 | Ductwork & Ventilation |  | STANDARD | ACTIVE | BC-0015
QSOR-0002017 | DISC-MECH | CAT-0055 | SUB-0339 | 2413 | IMME size/duty mark — Up to 1000mm (width+height) | 206.441 | Ductwork & Ventilation |  | STANDARD | ACTIVE | BC-0015
QSOR-0002018 | DISC-MECH | CAT-0055 | SUB-0339 | 2414 | IMME size/duty mark — Up to 1400mm (width+height) | 268.7084 | Ductwork & Ventilation |  | STANDARD | ACTIVE | BC-0015
QSOR-0002019 | DISC-MECH | CAT-0055 | SUB-0339 | 2415 | IMME size/duty mark — Up to 1800mm (width+height) | 350.9332 | Ductwork & Ventilation |  | STANDARD | ACTIVE | BC-0015
QSOR-0002020 | DISC-MECH | CAT-0055 | SUB-0339 | 2416 | IMME size/duty mark — Up to 2000mm (width+height) | 463.2544 | Ductwork & Ventilation |  | STANDARD | ACTIVE | BC-0015
QSOR-0002021 | DISC-MECH | CAT-0055 | SUB-0339 | 2417 | IMME size/duty mark — Up to 2200mm (width+height) | 601.6485 | Ductwork & Ventilation |  | STANDARD | ACTIVE | BC-0015
QSOR-0002022 | DISC-MECH | CAT-0055 | SUB-0340 | 2419 | IMME size/duty mark — Up to 200mm (width+height) | 528.0894 | Ductwork & Ventilation |  | STANDARD | ACTIVE | BC-0015
QSOR-0002023 | DISC-MECH | CAT-0055 | SUB-0340 | 2420 | IMME size/duty mark — Up to 400mm (width+height) | 534.7348 | Ductwork & Ventilation |  | STANDARD | ACTIVE | BC-0015
QSOR-0002024 | DISC-MECH | CAT-0055 | SUB-0340 | 2421 | IMME size/duty mark — Up to 600mm (width+height) | 566.2547 | Ductwork & Ventilation |  | STANDARD | ACTIVE | BC-0015
QSOR-0002025 | DISC-MECH | CAT-0055 | SUB-0340 | 2422 | IMME size/duty mark — Up to 800mm (width+height) | 591.4118 | Ductwork & Ventilation |  | STANDARD | ACTIVE | BC-0015
QSOR-0002026 | DISC-MECH | CAT-0055 | SUB-0340 | 2423 | IMME size/duty mark — Up to 1000mm (width+height) | 647.8513 | Ductwork & Ventilation |  | STANDARD | ACTIVE | BC-0015
QSOR-0002027 | DISC-MECH | CAT-0055 | SUB-0340 | 2424 | IMME size/duty mark — Up to 1400mm (width+height) | 838.7769 | Ductwork & Ventilation |  | STANDARD | ACTIVE | BC-0015
QSOR-0002028 | DISC-MECH | CAT-0055 | SUB-0340 | 2425 | IMME size/duty mark — Up to 1800mm (width+height) | 1089.7909 | Ductwork & Ventilation |  | STANDARD | ACTIVE | BC-0015
QSOR-0002029 | DISC-MECH | CAT-0055 | SUB-0340 | 2426 | IMME size/duty mark — Up to 2000mm (width+height) | 1443.4314 | Ductwork & Ventilation |  | STANDARD | ACTIVE | BC-0015
QSOR-0002030 | DISC-MECH | CAT-0055 | SUB-0341 | 2428 | IMME size/duty mark — Up to 200mm (width+height) | 89.4355 | Ductwork & Ventilation |  | STANDARD | ACTIVE | BC-0015
QSOR-0002031 | DISC-MECH | CAT-0055 | SUB-0341 | 2429 | IMME size/duty mark — Up to 400mm (width+height) | 86.1356 | Ductwork & Ventilation |  | STANDARD | ACTIVE | BC-0015
QSOR-0002032 | DISC-MECH | CAT-0055 | SUB-0341 | 2430 | IMME size/duty mark — Up to 600mm (width+height) | 91.4019 | Ductwork & Ventilation |  | STANDARD | ACTIVE | BC-0015
QSOR-0002033 | DISC-MECH | CAT-0055 | SUB-0341 | 2431 | IMME size/duty mark — Up to 800mm (width+height) | 113.1259 | Ductwork & Ventilation |  | STANDARD | ACTIVE | BC-0015
QSOR-0002034 | DISC-MECH | CAT-0055 | SUB-0341 | 2432 | IMME size/duty mark — Up to 1000mm (width+height) | 134.8612 | Ductwork & Ventilation |  | STANDARD | ACTIVE | BC-0015
QSOR-0002035 | DISC-MECH | CAT-0055 | SUB-0342 | 2434 | IMME size/duty mark — Up to 200mm (width+height) | 56.4588 | Ductwork & Ventilation |  | STANDARD | ACTIVE | BC-0015
QSOR-0002036 | DISC-MECH | CAT-0055 | SUB-0342 | 2435 | IMME size/duty mark — Up to 400mm (width+height) | 62.1616 | Ductwork & Ventilation |  | STANDARD | ACTIVE | BC-0015
QSOR-0002037 | DISC-MECH | CAT-0055 | SUB-0342 | 2436 | IMME size/duty mark — Up to 600mm (width+height) | 103.2325 | Ductwork & Ventilation |  | STANDARD | ACTIVE | BC-0015
QSOR-0002038 | DISC-MECH | CAT-0055 | SUB-0342 | 2437 | IMME size/duty mark — Up to 800mm (width+height) | 126.3604 | Ductwork & Ventilation |  | STANDARD | ACTIVE | BC-0015
QSOR-0002039 | DISC-MECH | CAT-0055 | SUB-0342 | 2438 | IMME size/duty mark — Up to 1000mm (width+height) | 190.3616 | Ductwork & Ventilation |  | STANDARD | ACTIVE | BC-0015
QSOR-0002040 | DISC-MECH | CAT-0055 | SUB-0342 | 2439 | IMME size/duty mark — Up to 1400mm (width+height) | 268.7091 | Ductwork & Ventilation |  | STANDARD | ACTIVE | BC-0015
QSOR-0002041 | DISC-MECH | CAT-0055 | SUB-0342 | 2440 | IMME size/duty mark — Up to 1800mm (width+height) | 333.5199 | Ductwork & Ventilation |  | STANDARD | ACTIVE | BC-0015
QSOR-0002042 | DISC-MECH | CAT-0055 | SUB-0342 | 2441 | IMME size/duty mark — Up to 2200mm (width+height) | 399.2448 | Ductwork & Ventilation |  | STANDARD | ACTIVE | BC-0015
QSOR-0002043 | DISC-MECH | CAT-0055 | SUB-0343 | 2443 | IMME size/duty mark — 102mm | 14.1309 | Ductwork & Ventilation |  | STANDARD | ACTIVE | BC-0015
QSOR-0002044 | DISC-MECH | CAT-0055 | SUB-0343 | 2444 | IMME size/duty mark — 152mm | 14.1961 | Ductwork & Ventilation |  | STANDARD | ACTIVE | BC-0015
QSOR-0002045 | DISC-MECH | CAT-0055 | SUB-0343 | 2445 | IMME size/duty mark — 203mm | 14.9325 | Ductwork & Ventilation |  | STANDARD | ACTIVE | BC-0015
QSOR-0002046 | DISC-MECH | CAT-0055 | SUB-0343 | 2446 | IMME size/duty mark — 254mm | 16.0872 | Ductwork & Ventilation |  | STANDARD | ACTIVE | BC-0015
QSOR-0002047 | DISC-MECH | CAT-0055 | SUB-0343 | 2447 | IMME size/duty mark — 304mm | 16.1065 | Ductwork & Ventilation |  | STANDARD | ACTIVE | BC-0015
QSOR-0002048 | DISC-MECH | CAT-0055 | SUB-0343 | 2448 | IMME size/duty mark — 355mm | 18.7963 | Ductwork & Ventilation |  | STANDARD | ACTIVE | BC-0015
QSOR-0002049 | DISC-MECH | CAT-0055 | SUB-0343 | 2449 | IMME size/duty mark — 406mm | 18.8885 | Ductwork & Ventilation |  | STANDARD | ACTIVE | BC-0015
QSOR-0002050 | DISC-MECH | CAT-0055 | SUB-0343 | 2450 | IMME size/duty mark — Up to 200mm (width+height) | 21.3579 | Ductwork & Ventilation |  | STANDARD | ACTIVE | BC-0015
QSOR-0002051 | DISC-MECH | CAT-0055 | SUB-0343 | 2451 | IMME size/duty mark — Up to 400mm (width+height) | 25.7037 | Ductwork & Ventilation |  | STANDARD | ACTIVE | BC-0015
QSOR-0002052 | DISC-MECH | CAT-0055 | SUB-0343 | 2452 | IMME size/duty mark — Up to 600mm (width+height) | 26.8003 | Ductwork & Ventilation |  | STANDARD | ACTIVE | BC-0015
QSOR-0002053 | DISC-MECH | CAT-0055 | SUB-0344 | 2454 | IMME size/duty mark — Up to 200mm (width+height) | 56.0607 | Ductwork & Ventilation |  | STANDARD | ACTIVE | BC-0015
QSOR-0002054 | DISC-MECH | CAT-0055 | SUB-0344 | 2455 | IMME size/duty mark — Up to 400mm (width+height) | 85.7003 | Ductwork & Ventilation |  | STANDARD | ACTIVE | BC-0015
QSOR-0002055 | DISC-MECH | CAT-0055 | SUB-0344 | 2456 | IMME size/duty mark — Up to 600mm (width+height) | 183.9394 | Ductwork & Ventilation |  | STANDARD | ACTIVE | BC-0015
QSOR-0002056 | DISC-MECH | CAT-0055 | SUB-0345 | 2458 | IMME size/duty mark — Up to 200mm (width+height) | 83.0892 | Ductwork & Ventilation |  | STANDARD | ACTIVE | BC-0015
QSOR-0002057 | DISC-MECH | CAT-0055 | SUB-0345 | 2459 | IMME size/duty mark — Up to 400mm (width+height) | 168.6357 | Ductwork & Ventilation |  | STANDARD | ACTIVE | BC-0015
QSOR-0002058 | DISC-MECH | CAT-0055 | SUB-0345 | 2460 | IMME size/duty mark — Up to 600mm (width+height) | 276.7867 | Ductwork & Ventilation |  | STANDARD | ACTIVE | BC-0015
QSOR-0002059 | DISC-MECH | CAT-0055 | SUB-0346 | 2462 | IMME size/duty mark — Up to 200mm (width+height) | 163.8625 | Ductwork & Ventilation |  | STANDARD | ACTIVE | BC-0015
QSOR-0002060 | DISC-MECH | CAT-0055 | SUB-0346 | 2463 | IMME size/duty mark — Up to 400mm (width+height) | 342.294 | Ductwork & Ventilation |  | STANDARD | ACTIVE | BC-0015
QSOR-0002061 | DISC-MECH | CAT-0055 | SUB-0346 | 2464 | IMME size/duty mark — Up to 600mm (width+height) | 587.2986 | Ductwork & Ventilation |  | STANDARD | ACTIVE | BC-0015
QSOR-0002062 | DISC-MECH | CAT-0056 | SUB-0347 | 2467 | IMME duty band — MVHR-A, nominal 45–220 m³/h air volume / 61 L/s extract class | 2302.9079 | Ductwork & Ventilation |  | STANDARD | ACTIVE | BC-0015
QSOR-0002063 | DISC-MECH | CAT-0056 | SUB-0347 | 2468 | IMME duty band — MVHR-B, nominal 55–275 m³/h air volume / 76 L/s extract class | 2516.8595 | Ductwork & Ventilation |  | STANDARD | ACTIVE | BC-0015
QSOR-0002064 | DISC-MECH | CAT-0056 | SUB-0347 | 2469 | IMME duty band — MVHR-C, nominal 66–330 m³/h air volume / 92 L/s extract class | 2751.739 | Ductwork & Ventilation |  | STANDARD | ACTIVE | BC-0015
QSOR-0002065 | DISC-MECH | CAT-0056 | SUB-0347 | 2470 | IMME duty band — MVHR-D, nominal 66–385 m³/h air volume / 107 L/s extract class | 2882.1635 | Ductwork & Ventilation |  | STANDARD | ACTIVE | BC-0015
QSOR-0002066 | DISC-MECH | CAT-0056 | SUB-0347 | 2471 | IMME duty band — MVHR-E, nominal 77–495 m³/h air volume / 138 L/s extract class | 3139.168 | Ductwork & Ventilation |  | STANDARD | ACTIVE | BC-0015
QSOR-0002067 | DISC-MECH | CAT-0057 | SUB-0348 | 2474 | IMME size/duty mark — DIF-300, nominal 300 × 300mm | 82.3551 | Ductwork & Ventilation |  | STANDARD | ACTIVE | BC-0015
QSOR-0002068 | DISC-MECH | CAT-0057 | SUB-0348 | 2475 | IMME size/duty mark — DIF-450, nominal 450 × 450mm | 109.5042 | Ductwork & Ventilation |  | STANDARD | ACTIVE | BC-0015
QSOR-0002069 | DISC-MECH | CAT-0057 | SUB-0348 | 2476 | IMME size/duty mark — DIF-600, nominal 600 × 600mm | 168.3273 | Ductwork & Ventilation |  | STANDARD | ACTIVE | BC-0015
QSOR-0002070 | DISC-MECH | CAT-0057 | SUB-0349 | 2478 | IMME size/duty mark — LOU-400, nominal 400 × 400mm | 86.8844 | Ductwork & Ventilation |  | STANDARD | ACTIVE | BC-0015
QSOR-0002071 | DISC-MECH | CAT-0057 | SUB-0349 | 2479 | IMME size/duty mark — LOU-600, nominal 600 × 600mm | 132.1353 | Ductwork & Ventilation |  | STANDARD | ACTIVE | BC-0015
QSOR-0002072 | DISC-MECH | CAT-0057 | SUB-0349 | 2480 | IMME size/duty mark — LOU-800, nominal 800 × 800mm | 218.1117 | Ductwork & Ventilation |  | STANDARD | ACTIVE | BC-0015
QSOR-0002073 | DISC-MECH | CAT-0057 | SUB-0350 | 2482 | IMME size/duty mark — ATT-200, nominal 200mm circular class | 172.8537 | Ductwork & Ventilation |  | STANDARD | ACTIVE | BC-0015
QSOR-0002074 | DISC-MECH | CAT-0057 | SUB-0350 | 2483 | IMME size/duty mark — ATT-315, nominal 315mm circular class | 254.3016 | Ductwork & Ventilation |  | STANDARD | ACTIVE | BC-0015
QSOR-0002075 | DISC-MECH | CAT-0057 | SUB-0350 | 2484 | IMME size/duty mark — ATT-500, nominal 500mm circular class | 435.2974 | Ductwork & Ventilation |  | STANDARD | ACTIVE | BC-0015
QSOR-0002076 | DISC-MECH | CAT-0057 | SUB-0350 | 2485 | IMME size/duty mark — ATT-630, nominal 630mm circular class | 589.1437 | Ductwork & Ventilation |  | STANDARD | ACTIVE | BC-0015
QSOR-0002077 | DISC-MECH | CAT-0057 | SUB-0351 | 2487 | IMME size/duty mark — PLN-300, nominal 300 × 300mm | 100.4505 | Ductwork & Ventilation |  | STANDARD | ACTIVE | BC-0015
QSOR-0002078 | DISC-MECH | CAT-0057 | SUB-0351 | 2488 | IMME size/duty mark — PLN-450, nominal 450 × 450mm | 136.6482 | Ductwork & Ventilation |  | STANDARD | ACTIVE | BC-0015
QSOR-0002079 | DISC-MECH | CAT-0057 | SUB-0351 | 2489 | IMME size/duty mark — PLN-600, nominal 600 × 600mm | 199.9935 | Ductwork & Ventilation |  | STANDARD | ACTIVE | BC-0015
QSOR-0002080 | DISC-MECH | CAT-0057 | SUB-0352 | 2491 | IMME size/duty mark — VAV-125, nominal 125mm VAV terminal class | 408.1692 | Ductwork & Ventilation |  | STANDARD | ACTIVE | BC-0015
QSOR-0002081 | DISC-MECH | CAT-0057 | SUB-0352 | 2492 | IMME size/duty mark — VAV-200, nominal 200mm VAV terminal class | 589.174 | Ductwork & Ventilation |  | STANDARD | ACTIVE | BC-0015
QSOR-0002082 | DISC-MECH | CAT-0057 | SUB-0352 | 2493 | IMME size/duty mark — VAV-315, nominal 315mm VAV terminal class | 860.6817 | Ductwork & Ventilation |  | STANDARD | ACTIVE | BC-0015
QSOR-0002083 | DISC-MECH | CAT-0057 | SUB-0352 | 2494 | IMME size/duty mark — VAV-400, nominal 400mm VAV terminal class | 1132.1893 | Ductwork & Ventilation |  | STANDARD | ACTIVE | BC-0015
QSOR-0002084 | DISC-MECH | CAT-0057 | SUB-0353 | 2496 | IMME size/duty mark — CAV-125, nominal 125mm CAV regulator class | 163.8257 | Ductwork & Ventilation |  | STANDARD | ACTIVE | BC-0015
QSOR-0002085 | DISC-MECH | CAT-0057 | SUB-0353 | 2497 | IMME size/duty mark — CAV-200, nominal 200mm CAV regulator class | 218.1317 | Ductwork & Ventilation |  | STANDARD | ACTIVE | BC-0015
QSOR-0002086 | DISC-MECH | CAT-0057 | SUB-0353 | 2498 | IMME size/duty mark — CAV-315, nominal 315mm CAV regulator class | 317.6925 | Ductwork & Ventilation |  | STANDARD | ACTIVE | BC-0015
QSOR-0002087 | DISC-MECH | CAT-0057 | SUB-0353 | 2499 | IMME size/duty mark — CAV-400, nominal 400mm CAV regulator class | 408.2024 | Ductwork & Ventilation |  | STANDARD | ACTIVE | BC-0015
QSOR-0002088 | DISC-MECH | CAT-0058 | SUB-0354 | 2502 | IMME duty band — DHS-600, duct perimeter up to 600mm | 28.0569 | Ductwork & Ventilation |  | STANDARD | ACTIVE | BC-0015
QSOR-0002089 | DISC-MECH | CAT-0058 | SUB-0354 | 2503 | IMME duty band — DHS-1200, duct perimeter up to 1,200mm | 41.6313 | Ductwork & Ventilation |  | STANDARD | ACTIVE | BC-0015
QSOR-0002090 | DISC-MECH | CAT-0058 | SUB-0354 | 2504 | IMME duty band — DHS-1800, duct perimeter up to 1,800mm | 59.7307 | Ductwork & Ventilation |  | STANDARD | ACTIVE | BC-0015
QSOR-0002091 | DISC-MECH | CAT-0058 | SUB-0355 | 2506 | IMME size/duty mark — DIN-025, nominal 25mm duct insulation | 32.582 | Ductwork & Ventilation |  | STANDARD | ACTIVE | BC-0015
QSOR-0002092 | DISC-MECH | CAT-0058 | SUB-0355 | 2507 | IMME size/duty mark — DIN-040, nominal 40mm duct insulation | 41.6318 | Ductwork & Ventilation |  | STANDARD | ACTIVE | BC-0015
QSOR-0002093 | DISC-MECH | CAT-0058 | SUB-0355 | 2508 | IMME size/duty mark — DIN-050, nominal 50mm duct insulation | 50.6814 | Ductwork & Ventilation |  | STANDARD | ACTIVE | BC-0015
QSOR-0002094 | DISC-MECH | CAT-0059 | SUB-0356 | 2511 | IMME size/duty mark — FAN-200, nominal 200mm commercial ventilation fan | 272.3897 | Ductwork & Ventilation |  | STANDARD | ACTIVE | BC-0015
QSOR-0002095 | DISC-MECH | CAT-0059 | SUB-0356 | 2512 | IMME size/duty mark — FAN-315, nominal 315mm commercial ventilation fan | 498.6247 | Ductwork & Ventilation |  | STANDARD | ACTIVE | BC-0015
QSOR-0002096 | DISC-MECH | CAT-0059 | SUB-0356 | 2513 | IMME size/duty mark — FAN-450, nominal 450mm commercial ventilation fan | 860.6004 | Ductwork & Ventilation |  | STANDARD | ACTIVE | BC-0015
QSOR-0002097 | DISC-MECH | CAT-0059 | SUB-0356 | 2514 | IMME size/duty mark — FAN-630, nominal 630mm commercial ventilation fan | 1313.0702 | Ductwork & Ventilation |  | STANDARD | ACTIVE | BC-0015
QSOR-0002098 | DISC-MECH | CAT-0060 | SUB-0357 | 2517 | IMME duty band — SMF-025, nominal 2.5 m³/s smoke-extract fan | 3621.1668 | Ductwork & Ventilation |  | STANDARD | ACTIVE | BC-0015
QSOR-0002099 | DISC-MECH | CAT-0060 | SUB-0357 | 2518 | IMME duty band — SMF-050, nominal 5 m³/s smoke-extract fan | 6336.361 | Ductwork & Ventilation |  | STANDARD | ACTIVE | BC-0015
QSOR-0002100 | DISC-MECH | CAT-0060 | SUB-0357 | 2519 | IMME duty band — SMF-100, nominal 10 m³/s smoke-extract fan | 10861.6848 | Ductwork & Ventilation |  | STANDARD | ACTIVE | BC-0015
QSOR-0002101 | DISC-MECH | CAT-0060 | SUB-0358 | 2521 | IMME duty band — SPF-025, nominal 2.5 m³/s stair-pressurisation fan | 4526.1037 | Ductwork & Ventilation |  | STANDARD | ACTIVE | BC-0015
QSOR-0002102 | DISC-MECH | CAT-0060 | SUB-0358 | 2522 | IMME duty band — SPF-050, nominal 5 m³/s stair-pressurisation fan | 7241.2211 | Ductwork & Ventilation |  | STANDARD | ACTIVE | BC-0015
QSOR-0002103 | DISC-MECH | CAT-0060 | SUB-0359 | 2524 | IMME component class (small smoke-control damper) | 408.1358 | Ductwork & Ventilation |  | STANDARD | ACTIVE | BC-0015
QSOR-0002104 | DISC-MECH | CAT-0060 | SUB-0359 | 2525 | IMME component class (large smoke-control damper) | 679.6212 | Ductwork & Ventilation |  | STANDARD | ACTIVE | BC-0015
QSOR-0002105 | DISC-MECH | CAT-0060 | SUB-0360 | 2527 | IMME component class (4-zone smoke-control panel) | 3621.0012 | Ductwork & Ventilation |  | STANDARD | ACTIVE | BC-0015
QSOR-0002106 | DISC-MECH | CAT-0060 | SUB-0360 | 2528 | IMME component class (8-zone smoke-control panel) | 6336.0713 | Ductwork & Ventilation |  | STANDARD | ACTIVE | BC-0015
QSOR-0002107 | DISC-MECH | CAT-0060 | SUB-0360 | 2529 | IMME component class (16-zone smoke-control panel) | 10861.1881 | Ductwork & Ventilation |  | STANDARD | ACTIVE | BC-0015
QSOR-0002108 | DISC-MECH | CAT-0060 | SUB-0361 | 2531 | IMME component class (smoke-control differential-pressure sensor/interface) | 453.3507 | Ductwork & Ventilation |  | STANDARD | ACTIVE | BC-0015
QSOR-0002109 | DISC-MECH | CAT-0060 | SUB-0362 | 2533 | IMME component class (smoke-shaft actuator/control interface) | 724.9126 | Ductwork & Ventilation |  | STANDARD | ACTIVE | BC-0015
QSOR-0002110 | DISC-MECH | CAT-0061 | SUB-0363 | 2536 | IMME duty band — KEF-020, nominal 2 m³/s kitchen-extract fan | 2715.9766 | Ductwork & Ventilation |  | STANDARD | ACTIVE | BC-0015
QSOR-0002111 | DISC-MECH | CAT-0061 | SUB-0363 | 2537 | IMME duty band — KEF-050, nominal 5 m³/s kitchen-extract fan | 5431.0455 | Ductwork & Ventilation |  | STANDARD | ACTIVE | BC-0015
QSOR-0002112 | DISC-MECH | CAT-0061 | SUB-0363 | 2538 | IMME duty band — KEF-100, nominal 10 m³/s kitchen-extract fan | 9051.1371 | Ductwork & Ventilation |  | STANDARD | ACTIVE | BC-0015
QSOR-0002113 | DISC-MECH | CAT-0061 | SUB-0364 | 2540 | IMME duty band — LEF-020, nominal 2 m³/s laboratory-extract fan | 3621.1238 | Ductwork & Ventilation |  | STANDARD | ACTIVE | BC-0015
QSOR-0002114 | DISC-MECH | CAT-0061 | SUB-0364 | 2541 | IMME duty band — LEF-050, nominal 5 m³/s laboratory-extract fan | 6336.286 | Ductwork & Ventilation |  | STANDARD | ACTIVE | BC-0015
QSOR-0002115 | DISC-MECH | CAT-0061 | SUB-0364 | 2542 | IMME duty band — LEF-100, nominal 10 m³/s laboratory-extract fan | 10861.556 | Ductwork & Ventilation |  | STANDARD | ACTIVE | BC-0015
QSOR-0002116 | DISC-MECH | CAT-0061 | SUB-0365 | 2544 | IMME duty band — PEF-020, nominal 2 m³/s process-extract fan | 4073.5933 | Ductwork & Ventilation |  | STANDARD | ACTIVE | BC-0015
QSOR-0002117 | DISC-MECH | CAT-0061 | SUB-0365 | 2545 | IMME duty band — PEF-050, nominal 5 m³/s process-extract fan | 7241.2372 | Ductwork & Ventilation |  | STANDARD | ACTIVE | BC-0015
QSOR-0002118 | DISC-MECH | CAT-0061 | SUB-0365 | 2546 | IMME duty band — PEF-100, nominal 10 m³/s process-extract fan | 12671.4843 | Ductwork & Ventilation |  | STANDARD | ACTIVE | BC-0015
QSOR-0002119 | DISC-MECH | CAT-0061 | SUB-0366 | 2548 | IMME component class (grease-filtration package) | 1810.8911 | Ductwork & Ventilation |  | STANDARD | ACTIVE | BC-0015
QSOR-0002120 | DISC-MECH | CAT-0061 | SUB-0366 | 2549 | IMME component class (carbon-filtration package) | 3620.8746 | Ductwork & Ventilation |  | STANDARD | ACTIVE | BC-0015
QSOR-0002121 | DISC-MECH | CAT-0061 | SUB-0366 | 2550 | IMME component class (HEPA filtration package) | 5430.8581 | Ductwork & Ventilation |  | STANDARD | ACTIVE | BC-0015
QSOR-0002122 | DISC-MECH | CAT-0061 | SUB-0367 | 2552 | IMME component class (small specialist extract accessory) | 227.1663 | Ductwork & Ventilation |  | STANDARD | ACTIVE | BC-0015
QSOR-0002123 | DISC-MECH | CAT-0061 | SUB-0367 | 2553 | IMME component class (large specialist extract accessory) | 543.9284 | Ductwork & Ventilation |  | STANDARD | ACTIVE | BC-0015
QSOR-0002124 | DISC-MECH | CAT-0061 | SUB-0368 | 2555 | IMME component class (small extract control/interface package) | 1810.8422 | Ductwork & Ventilation |  | STANDARD | ACTIVE | BC-0015
QSOR-0002125 | DISC-MECH | CAT-0061 | SUB-0368 | 2556 | IMME component class (large extract control/interface package) | 3620.7763 | Ductwork & Ventilation |  | STANDARD | ACTIVE | BC-0015
QSOR-0002126 | DISC-MECH | CAT-0062 | SUB-0369 | 2559 | IMME Field sensing device (pressure sensor) | 300.7371 | BMS/BAS/EMS/PMS/EPMS |  | STANDARD | ACTIVE | BC-0016
QSOR-0002127 | DISC-MECH | CAT-0062 | SUB-0369 | 2560 | IMME Final accessory component (pressure switch) | 128.9469 | BMS/BAS/EMS/PMS/EPMS |  | STANDARD | ACTIVE | BC-0016
QSOR-0002128 | DISC-MECH | CAT-0062 | SUB-0369 | 2561 | IMME component class (pressure transmitter) | 182.1464 | BMS/BAS/EMS/PMS/EPMS |  | STANDARD | ACTIVE | BC-0016
QSOR-0002129 | DISC-MECH | CAT-0062 | SUB-0369 | 2562 | IMME Final accessory component (Liquid level switch) | 143.6482 | BMS/BAS/EMS/PMS/EPMS |  | STANDARD | ACTIVE | BC-0016
QSOR-0002130 | DISC-MECH | CAT-0062 | SUB-0369 | 2563 | IMME Field sensing device (Static pressure sensor) | 156.4052 | BMS/BAS/EMS/PMS/EPMS |  | STANDARD | ACTIVE | BC-0016
QSOR-0002131 | DISC-MECH | CAT-0062 | SUB-0369 | 2564 | IMME Final accessory component (High pressure switch) | 125.8619 | BMS/BAS/EMS/PMS/EPMS |  | STANDARD | ACTIVE | BC-0016
QSOR-0002132 | DISC-MECH | CAT-0062 | SUB-0369 | 2565 | IMME Final accessory component (Low pressure switch) | 126.3929 | BMS/BAS/EMS/PMS/EPMS |  | STANDARD | ACTIVE | BC-0016
QSOR-0002133 | DISC-MECH | CAT-0062 | SUB-0369 | 2566 | IMME Final accessory component (Water pressure switch) | 209.8489 | BMS/BAS/EMS/PMS/EPMS |  | STANDARD | ACTIVE | BC-0016
QSOR-0002134 | DISC-MECH | CAT-0062 | SUB-0369 | 2567 | IMME Field sensing device (Duct temperature sensor) | 123.5415 | BMS/BAS/EMS/PMS/EPMS |  | STANDARD | ACTIVE | BC-0016
QSOR-0002135 | DISC-MECH | CAT-0062 | SUB-0369 | 2568 | IMME Field sensing device (Return air sensor) | 48.9052 | BMS/BAS/EMS/PMS/EPMS |  | STANDARD | ACTIVE | BC-0016
QSOR-0002136 | DISC-MECH | CAT-0062 | SUB-0369 | 2569 | IMME component class (Frost thermostat) | 80.1009 | BMS/BAS/EMS/PMS/EPMS |  | STANDARD | ACTIVE | BC-0016
QSOR-0002137 | DISC-MECH | CAT-0062 | SUB-0369 | 2570 | IMME size/duty mark — Immersion thermostat | 129.6464 | BMS/BAS/EMS/PMS/EPMS |  | STANDARD | ACTIVE | BC-0016
QSOR-0002138 | DISC-MECH | CAT-0062 | SUB-0369 | 2571 | IMME size/duty mark — Immersion temperature sensor | 54.7461 | BMS/BAS/EMS/PMS/EPMS |  | STANDARD | ACTIVE | BC-0016
QSOR-0002139 | DISC-MECH | CAT-0062 | SUB-0369 | 2572 | IMME Field sensing device (Space temperature sensor) | 50.8426 | BMS/BAS/EMS/PMS/EPMS |  | STANDARD | ACTIVE | BC-0016
QSOR-0002140 | DISC-MECH | CAT-0062 | SUB-0369 | 2573 | IMME Field sensing device (Outside air temperature sensor) | 104.5758 | BMS/BAS/EMS/PMS/EPMS |  | STANDARD | ACTIVE | BC-0016
QSOR-0002141 | DISC-MECH | CAT-0062 | SUB-0369 | 2574 | IMME Field sensing device (Outside air temperature & humidity sensor) | 412.0917 | BMS/BAS/EMS/PMS/EPMS |  | STANDARD | ACTIVE | BC-0016
QSOR-0002142 | DISC-MECH | CAT-0062 | SUB-0369 | 2575 | IMME Field sensing device (Duct humidity sensor) | 169.6968 | BMS/BAS/EMS/PMS/EPMS |  | STANDARD | ACTIVE | BC-0016
QSOR-0002143 | DISC-MECH | CAT-0062 | SUB-0369 | 2576 | IMME Field sensing device (Space humidity sensor) | 151.9338 | BMS/BAS/EMS/PMS/EPMS |  | STANDARD | ACTIVE | BC-0016
QSOR-0002144 | DISC-MECH | CAT-0062 | SUB-0369 | 2577 | IMME size/duty mark — Immersion water flow sensor | 61.911 | BMS/BAS/EMS/PMS/EPMS |  | STANDARD | ACTIVE | BC-0016
QSOR-0002145 | DISC-MECH | CAT-0062 | SUB-0369 | 2578 | IMME Field sensing device (Rain sensor) | 335.8524 | BMS/BAS/EMS/PMS/EPMS |  | STANDARD | ACTIVE | BC-0016
QSOR-0002146 | DISC-MECH | CAT-0062 | SUB-0369 | 2579 | IMME Field sensing device (Wind speed and direction sensor) | 1023.4706 | BMS/BAS/EMS/PMS/EPMS |  | STANDARD | ACTIVE | BC-0016
QSOR-0002147 | DISC-MECH | CAT-0062 | SUB-0369 | 2580 | IMME component class (Fan coil controller) | 345.9934 | BMS/BAS/EMS/PMS/EPMS |  | STANDARD | ACTIVE | BC-0016
QSOR-0002148 | DISC-MECH | CAT-0062 | SUB-0369 | 2581 | IMME component class (VAV controller) | 425.8389 | BMS/BAS/EMS/PMS/EPMS |  | STANDARD | ACTIVE | BC-0016
QSOR-0002149 | DISC-MECH | CAT-0062 | SUB-0369 | 2582 | IMME Board/panel assembly (Digital Input Board) | 724.8323 | BMS/BAS/EMS/PMS/EPMS |  | STANDARD | ACTIVE | BC-0016
QSOR-0002150 | DISC-MECH | CAT-0062 | SUB-0369 | 2583 | IMME Board/panel assembly (Digital Output Board) | 622.4392 | BMS/BAS/EMS/PMS/EPMS |  | STANDARD | ACTIVE | BC-0016
QSOR-0002151 | DISC-MECH | CAT-0062 | SUB-0369 | 2584 | IMME Airflow control device (Damper actuator) | 185.5484 | BMS/BAS/EMS/PMS/EPMS |  | STANDARD | ACTIVE | BC-0016
QSOR-0002152 | DISC-MECH | CAT-0063 | SUB-0370 | 2587 | IMME duty band — DDC-016, nominal 16-point DDC controller class | 1093.6896 | BMS/BAS/EMS/PMS/EPMS |  | STANDARD | ACTIVE | BC-0016
QSOR-0002153 | DISC-MECH | CAT-0063 | SUB-0370 | 2588 | IMME duty band — DDC-032, nominal 32-point DDC controller class | 1640.0776 | BMS/BAS/EMS/PMS/EPMS |  | STANDARD | ACTIVE | BC-0016
QSOR-0002154 | DISC-MECH | CAT-0063 | SUB-0370 | 2589 | IMME duty band — DDC-064, nominal 64-point DDC controller class | 2550.7242 | BMS/BAS/EMS/PMS/EPMS |  | STANDARD | ACTIVE | BC-0016
QSOR-0002155 | DISC-MECH | CAT-0063 | SUB-0371 | 2591 | IMME duty band — BMP-024, nominal 24-point BMS control panel | 3188.5145 | BMS/BAS/EMS/PMS/EPMS |  | STANDARD | ACTIVE | BC-0016
QSOR-0002156 | DISC-MECH | CAT-0063 | SUB-0371 | 2592 | IMME duty band — BMP-048, nominal 48-point BMS control panel | 5010.0008 | BMS/BAS/EMS/PMS/EPMS |  | STANDARD | ACTIVE | BC-0016
QSOR-0002157 | DISC-MECH | CAT-0063 | SUB-0371 | 2593 | IMME duty band — BMP-096, nominal 96-point BMS control panel | 7742.2303 | BMS/BAS/EMS/PMS/EPMS |  | STANDARD | ACTIVE | BC-0016
QSOR-0002158 | DISC-MECH | CAT-0063 | SUB-0372 | 2595 | IMME component class (operator workstation) | 4098.8373 | BMS/BAS/EMS/PMS/EPMS |  | STANDARD | ACTIVE | BC-0016
QSOR-0002159 | DISC-MECH | CAT-0063 | SUB-0372 | 2596 | IMME component class (single BMS server) | 5920.1368 | BMS/BAS/EMS/PMS/EPMS |  | STANDARD | ACTIVE | BC-0016
QSOR-0002160 | DISC-MECH | CAT-0063 | SUB-0372 | 2597 | IMME component class (redundant BMS server pair) | 10018.0606 | BMS/BAS/EMS/PMS/EPMS |  | STANDARD | ACTIVE | BC-0016
QSOR-0002161 | DISC-MECH | CAT-0063 | SUB-0373 | 2599 | IMME duty band — BML-250, nominal 250 BMS software point licence | 1640.1847 | BMS/BAS/EMS/PMS/EPMS |  | STANDARD | ACTIVE | BC-0016
QSOR-0002162 | DISC-MECH | CAT-0063 | SUB-0373 | 2600 | IMME duty band — BML-1000, nominal 1000 BMS software point licence | 3825.8797 | BMS/BAS/EMS/PMS/EPMS |  | STANDARD | ACTIVE | BC-0016
QSOR-0002163 | DISC-MECH | CAT-0063 | SUB-0373 | 2601 | IMME duty band — BML-UNL, nominal unlimited BMS software point licence | 6831.2102 | BMS/BAS/EMS/PMS/EPMS |  | STANDARD | ACTIVE | BC-0016
QSOR-0002164 | DISC-MECH | CAT-0063 | SUB-0374 | 2603 | IMME component class (BACnet protocol gateway) | 820.4557 | BMS/BAS/EMS/PMS/EPMS |  | STANDARD | ACTIVE | BC-0016
QSOR-0002165 | DISC-MECH | CAT-0063 | SUB-0374 | 2604 | IMME component class (Modbus protocol gateway) | 1093.6366 | BMS/BAS/EMS/PMS/EPMS |  | STANDARD | ACTIVE | BC-0016
QSOR-0002166 | DISC-MECH | CAT-0063 | SUB-0374 | 2605 | IMME component class (BMS network supervisory controller) | 1639.9983 | BMS/BAS/EMS/PMS/EPMS |  | STANDARD | ACTIVE | BC-0016
QSOR-0002167 | DISC-MECH | CAT-0063 | SUB-0375 | 2607 | IMME component class (BACnet MS/TP screened network cable) | 4.9975 | BMS/BAS/EMS/PMS/EPMS |  | STANDARD | ACTIVE | BC-0016
QSOR-0002168 | DISC-MECH | CAT-0063 | SUB-0375 | 2608 | IMME component class (BMS IP network cable) | 5.9054 | BMS/BAS/EMS/PMS/EPMS |  | STANDARD | ACTIVE | BC-0016
QSOR-0002169 | DISC-MECH | CAT-0063 | SUB-0376 | 2610 | IMME duty band — BIC-025, nominal 25-point integration/commissioning class | 1089.2521 | BMS/BAS/EMS/PMS/EPMS |  | STANDARD | ACTIVE | BC-0016
QSOR-0002170 | DISC-MECH | CAT-0063 | SUB-0376 | 2611 | IMME duty band — BIC-050, nominal 50-point integration/commissioning class | 1814.8137 | BMS/BAS/EMS/PMS/EPMS |  | STANDARD | ACTIVE | BC-0016
QSOR-0002171 | DISC-MECH | CAT-0063 | SUB-0376 | 2612 | IMME duty band — BIC-100, nominal 100-point integration/commissioning class | 3175.2415 | BMS/BAS/EMS/PMS/EPMS |  | STANDARD | ACTIVE | BC-0016
QSOR-0002172 | DISC-MECH | CAT-0063 | SUB-0376 | 2613 | IMME duty band — BIC-200, nominal 200-point integration/commissioning class | 5442.6212 | BMS/BAS/EMS/PMS/EPMS |  | STANDARD | ACTIVE | BC-0016
QSOR-0002173 | DISC-MECH | CAT-0064 | SUB-0377 | 2616 | IMME duty band — GSP-100, nominal 100 m³ protected-volume gas-suppression package | 13576.7289 | Fire Protection Suppression System |  | STANDARD | ACTIVE | BC-0017
QSOR-0002174 | DISC-MECH | CAT-0064 | SUB-0377 | 2617 | IMME duty band — GSP-250, nominal 250 m³ protected-volume gas-suppression package | 22627.276 | Fire Protection Suppression System |  | STANDARD | ACTIVE | BC-0017
QSOR-0002175 | DISC-MECH | CAT-0064 | SUB-0377 | 2618 | IMME duty band — GSP-500, nominal 500 m³ protected-volume gas-suppression package | 40728.3707 | Fire Protection Suppression System |  | STANDARD | ACTIVE | BC-0017
QSOR-0002176 | DISC-MECH | CAT-0064 | SUB-0378 | 2620 | IMME duty band — WMS-10, nominal 10-nozzle water-mist package | 18100.8924 | Fire Protection Suppression System |  | STANDARD | ACTIVE | BC-0017
QSOR-0002177 | DISC-MECH | CAT-0064 | SUB-0378 | 2621 | IMME duty band — WMS-25, nominal 25-nozzle water-mist package | 31675.8808 | Fire Protection Suppression System |  | STANDARD | ACTIVE | BC-0017
QSOR-0002178 | DISC-MECH | CAT-0064 | SUB-0378 | 2622 | IMME duty band — WMS-50, nominal 50-nozzle water-mist package | 54300.8615 | Fire Protection Suppression System |  | STANDARD | ACTIVE | BC-0017
QSOR-0002179 | DISC-MECH | CAT-0064 | SUB-0379 | 2624 | IMME component class (small commercial-kitchen suppression package) | 4525.9133 | Fire Protection Suppression System |  | STANDARD | ACTIVE | BC-0017
QSOR-0002180 | DISC-MECH | CAT-0064 | SUB-0379 | 2625 | IMME component class (medium commercial-kitchen suppression package) | 7240.9164 | Fire Protection Suppression System |  | STANDARD | ACTIVE | BC-0017
QSOR-0002181 | DISC-MECH | CAT-0064 | SUB-0379 | 2626 | IMME component class (large commercial-kitchen suppression package) | 10860.9206 | Fire Protection Suppression System |  | STANDARD | ACTIVE | BC-0017
QSOR-0002182 | DISC-MECH | CAT-0064 | SUB-0380 | 2628 | IMME component class (single-zone suppression control panel) | 1810.9933 | Fire Protection Suppression System |  | STANDARD | ACTIVE | BC-0017
QSOR-0002183 | DISC-MECH | CAT-0064 | SUB-0380 | 2629 | IMME component class (multi-zone suppression control panel) | 3168.5572 | Fire Protection Suppression System |  | STANDARD | ACTIVE | BC-0017
QSOR-0002184 | DISC-MECH | CAT-0064 | SUB-0381 | 2631 | IMME component class (manual release/abort device) | 200.0148 | Fire Protection Suppression System |  | STANDARD | ACTIVE | BC-0017
QSOR-0002185 | DISC-MECH | CAT-0064 | SUB-0381 | 2632 | IMME component class (audible/visual release indicator) | 317.6688 | Fire Protection Suppression System |  | STANDARD | ACTIVE | BC-0017
QSOR-0002186 | DISC-MECH | CAT-0064 | SUB-0381 | 2633 | IMME component class (pressure/status supervisory interface) | 543.9265 | Fire Protection Suppression System |  | STANDARD | ACTIVE | BC-0017
QSOR-0002187 | DISC-MECH | CAT-0065 | SUB-0382 | 2636 | IMME duty band — LFT-630-2, nominal 8-person / 630 kg passenger lift, 2-stop class | 31828.2436 | Lifts (Physical) |  | STANDARD | ACTIVE | BC-0018
QSOR-0002188 | DISC-MECH | CAT-0065 | SUB-0382 | 2637 | IMME duty band — LFT-630-4, nominal 8-person / 630 kg passenger lift, 4-stop class | 45468.5285 | Lifts (Physical) |  | STANDARD | ACTIVE | BC-0018
QSOR-0002189 | DISC-MECH | CAT-0065 | SUB-0382 | 2638 | IMME duty band — LFT-630-8, nominal 8-person / 630 kg passenger lift, 8-stop class | 68202.3365 | Lifts (Physical) |  | STANDARD | ACTIVE | BC-0018
QSOR-0002190 | DISC-MECH | CAT-0065 | SUB-0382 | 2639 | IMME duty band — LFT-1000-4, nominal 13-person / 1,000 kg passenger lift, 4-stop class | 59108.8131 | Lifts (Physical) |  | STANDARD | ACTIVE | BC-0018
QSOR-0002191 | DISC-MECH | CAT-0065 | SUB-0383 | 2641 | IMME duty band — GLF-1000-2, nominal 1,000 kg goods lift, 2-stop class | 40922.3652 | Lifts (Physical) |  | STANDARD | ACTIVE | BC-0018
QSOR-0002192 | DISC-MECH | CAT-0065 | SUB-0383 | 2642 | IMME duty band — GLF-1000-4, nominal 1,000 kg goods lift, 4-stop class | 59109.6777 | Lifts (Physical) |  | STANDARD | ACTIVE | BC-0018
QSOR-0002193 | DISC-MECH | CAT-0065 | SUB-0384 | 2644 | IMME component class (two-level platform lift) | 13640.9522 | Lifts (Physical) |  | STANDARD | ACTIVE | BC-0018
QSOR-0002194 | DISC-MECH | CAT-0065 | SUB-0384 | 2645 | IMME component class (multi-level platform lift) | 22734.3123 | Lifts (Physical) |  | STANDARD | ACTIVE | BC-0018
QSOR-0002195 | DISC-MECH | CAT-0065 | SUB-0385 | 2647 | IMME component class (passenger-lift control-panel package) | 7275.5759 | Lifts (Physical) |  | STANDARD | ACTIVE | BC-0018
QSOR-0002196 | DISC-MECH | CAT-0065 | SUB-0386 | 2649 | IMME component class (standard lift ancillary/signalling package) | 4547.8056 | Lifts (Physical) |  | STANDARD | ACTIVE | BC-0018
QSOR-0002197 | DISC-ELEC | CAT-0066 | SUB-0387 | 2653 | IMME duty band — GEN-065, nominal 65 kVA set output | 34719.9672 | Generators & Fuel Tanks |  | STANDARD | ACTIVE | BC-0019
QSOR-0002198 | DISC-ELEC | CAT-0066 | SUB-0387 | 2654 | IMME duty band — GEN-110, nominal 110 kVA set output | 35021.1572 | Generators & Fuel Tanks |  | STANDARD | ACTIVE | BC-0019
QSOR-0002199 | DISC-ELEC | CAT-0066 | SUB-0387 | 2655 | IMME duty band — GEN-165, nominal 165 kVA set output | 47177.8383 | Generators & Fuel Tanks |  | STANDARD | ACTIVE | BC-0019
QSOR-0002200 | DISC-ELEC | CAT-0066 | SUB-0387 | 2656 | IMME duty band — GEN-330, nominal 330 kVA set output | 52217.548 | Generators & Fuel Tanks |  | STANDARD | ACTIVE | BC-0019
QSOR-0002201 | DISC-ELEC | CAT-0066 | SUB-0387 | 2657 | IMME duty band — GEN-550, nominal 550 kVA set output | 92511.1294 | Generators & Fuel Tanks |  | STANDARD | ACTIVE | BC-0019
QSOR-0002202 | DISC-ELEC | CAT-0066 | SUB-0387 | 2658 | IMME duty band — GEN-825, nominal 825 kVA set output | 182233.9391 | Generators & Fuel Tanks |  | STANDARD | ACTIVE | BC-0019
QSOR-0002203 | DISC-ELEC | CAT-0066 | SUB-0387 | 2659 | IMME duty band — GEN-1100, nominal 1,100 kVA set output | 258101.4116 | Generators & Fuel Tanks |  | STANDARD | ACTIVE | BC-0019
QSOR-0002204 | DISC-ELEC | CAT-0066 | SUB-0387 | 2660 | IMME duty band — GEN-1650, nominal 1,650 kVA set output | 304395.9784 | Generators & Fuel Tanks |  | STANDARD | ACTIVE | BC-0019
QSOR-0002205 | DISC-ELEC | CAT-0066 | SUB-0387 | 2661 | IMME duty band — GEN-2200, nominal 2,200 kVA set output | 465356.8043 | Generators & Fuel Tanks |  | STANDARD | ACTIVE | BC-0019
QSOR-0002206 | DISC-ELEC | CAT-0066 | SUB-0387 | 2662 | IMME duty band — GEN-2750, nominal 2,750 kVA set output | 634046.2046 | Generators & Fuel Tanks |  | STANDARD | ACTIVE | BC-0019
QSOR-0002207 | DISC-ELEC | CAT-0067 | SUB-0388 | 2665 | IMME duty band — FTK-0500, nominal 500 litre bunded bulk fuel tank | 1271.0472 | Generators & Fuel Tanks |  | STANDARD | ACTIVE | BC-0019
QSOR-0002208 | DISC-ELEC | CAT-0067 | SUB-0388 | 2666 | IMME duty band — FTK-1000, nominal 1,000 litre bunded bulk fuel tank | 1724.6676 | Generators & Fuel Tanks |  | STANDARD | ACTIVE | BC-0019
QSOR-0002209 | DISC-ELEC | CAT-0067 | SUB-0388 | 2667 | IMME duty band — FTK-2500, nominal 2,500 litre bunded bulk fuel tank | 2359.7362 | Generators & Fuel Tanks |  | STANDARD | ACTIVE | BC-0019
QSOR-0002210 | DISC-ELEC | CAT-0067 | SUB-0388 | 2668 | IMME duty band — FTK-5000, nominal 5,000 litre bunded bulk fuel tank | 4355.666 | Generators & Fuel Tanks |  | STANDARD | ACTIVE | BC-0019
QSOR-0002211 | DISC-ELEC | CAT-0067 | SUB-0388 | 2669 | IMME duty band — FTK-10000, nominal 10,000 litre bunded bulk fuel tank | 7712.457 | Generators & Fuel Tanks |  | STANDARD | ACTIVE | BC-0019
QSOR-0002212 | DISC-ELEC | CAT-0067 | SUB-0389 | 2671 | IMME duty band — DTK-0100, nominal 100 litre generator day tank | 817.3969 | Generators & Fuel Tanks |  | STANDARD | ACTIVE | BC-0019
QSOR-0002213 | DISC-ELEC | CAT-0067 | SUB-0389 | 2672 | IMME duty band — DTK-0250, nominal 250 litre generator day tank | 1180.2798 | Generators & Fuel Tanks |  | STANDARD | ACTIVE | BC-0019
QSOR-0002214 | DISC-ELEC | CAT-0067 | SUB-0389 | 2673 | IMME duty band — DTK-0500, nominal 500 litre generator day tank | 1724.6045 | Generators & Fuel Tanks |  | STANDARD | ACTIVE | BC-0019
QSOR-0002215 | DISC-ELEC | CAT-0068 | SUB-0390 | 2676 | IMME duty band — FTP-030, nominal 30 L/min fuel-transfer pump | 771.943 | Generators & Fuel Tanks |  | STANDARD | ACTIVE | BC-0019
QSOR-0002216 | DISC-ELEC | CAT-0068 | SUB-0390 | 2677 | IMME duty band — FTP-060, nominal 60 L/min fuel-transfer pump | 1089.427 | Generators & Fuel Tanks |  | STANDARD | ACTIVE | BC-0019
QSOR-0002217 | DISC-ELEC | CAT-0068 | SUB-0390 | 2678 | IMME duty band — FTP-100, nominal 100 L/min fuel-transfer pump | 1542.976 | Generators & Fuel Tanks |  | STANDARD | ACTIVE | BC-0019
QSOR-0002218 | DISC-ELEC | CAT-0068 | SUB-0391 | 2680 | IMME component class (single-pump transfer control panel) | 1361.7354 | Generators & Fuel Tanks |  | STANDARD | ACTIVE | BC-0019
QSOR-0002219 | DISC-ELEC | CAT-0068 | SUB-0391 | 2681 | IMME component class (duty/standby transfer control panel) | 2268.9524 | Generators & Fuel Tanks |  | STANDARD | ACTIVE | BC-0019
QSOR-0002220 | DISC-ELEC | CAT-0069 | SUB-0392 | 2684 | IMME duty band — GSL-065, nominal 65 kVA generator silencer class | 817.3644 | Generators & Fuel Tanks |  | STANDARD | ACTIVE | BC-0019
QSOR-0002221 | DISC-ELEC | CAT-0069 | SUB-0392 | 2685 | IMME duty band — GSL-330, nominal 330 kVA generator silencer class | 1633.8188 | Generators & Fuel Tanks |  | STANDARD | ACTIVE | BC-0019
QSOR-0002222 | DISC-ELEC | CAT-0069 | SUB-0392 | 2686 | IMME duty band — GSL-825, nominal 825 kVA generator silencer class | 2722.4247 | Generators & Fuel Tanks |  | STANDARD | ACTIVE | BC-0019
QSOR-0002223 | DISC-ELEC | CAT-0069 | SUB-0392 | 2687 | IMME duty band — GSL-1650, nominal 1,650 kVA generator silencer class | 4536.7679 | Generators & Fuel Tanks |  | STANDARD | ACTIVE | BC-0019
QSOR-0002224 | DISC-ELEC | CAT-0069 | SUB-0392 | 2688 | IMME duty band — GSL-2750, nominal 2,750 kVA generator silencer class | 6804.6968 | Generators & Fuel Tanks |  | STANDARD | ACTIVE | BC-0019
QSOR-0002225 | DISC-ELEC | CAT-0069 | SUB-0393 | 2690 | IMME duty band — GEX-065, nominal 65 kVA exhaust connection class | 545.255 | Generators & Fuel Tanks |  | STANDARD | ACTIVE | BC-0019
QSOR-0002226 | DISC-ELEC | CAT-0069 | SUB-0393 | 2691 | IMME duty band — GEX-330, nominal 330 kVA exhaust connection class | 1089.6002 | Generators & Fuel Tanks |  | STANDARD | ACTIVE | BC-0019
QSOR-0002227 | DISC-ELEC | CAT-0069 | SUB-0393 | 2692 | IMME duty band — GEX-825, nominal 825 kVA exhaust connection class | 1996.842 | Generators & Fuel Tanks |  | STANDARD | ACTIVE | BC-0019
QSOR-0002228 | DISC-ELEC | CAT-0069 | SUB-0393 | 2693 | IMME duty band — GEX-1650, nominal 1,650 kVA exhaust connection class | 3176.2561 | Generators & Fuel Tanks |  | STANDARD | ACTIVE | BC-0019
QSOR-0002229 | DISC-ELEC | CAT-0069 | SUB-0393 | 2694 | IMME duty band — GEX-2750, nominal 2,750 kVA exhaust connection class | 4537.1187 | Generators & Fuel Tanks |  | STANDARD | ACTIVE | BC-0019
QSOR-0002230 | DISC-ELEC | CAT-0069 | SUB-0394 | 2696 | IMME component class (automatic battery charger) | 409.1408 | Generators & Fuel Tanks |  | STANDARD | ACTIVE | BC-0019
QSOR-0002231 | DISC-ELEC | CAT-0069 | SUB-0394 | 2697 | IMME component class (engine jacket heater package) | 681.2948 | Generators & Fuel Tanks |  | STANDARD | ACTIVE | BC-0019
QSOR-0002232 | DISC-ELEC | CAT-0069 | SUB-0394 | 2698 | IMME component class (anti-vibration mount set) | 1089.5255 | Generators & Fuel Tanks |  | STANDARD | ACTIVE | BC-0019
QSOR-0002233 | DISC-ELEC | CAT-0070 | SUB-0395 | 2701 | IMME duty band — TX-550, nominal 550 kVA conversion duty | 20106.2619 | Substation, RMU & Transformers |  | STANDARD | ACTIVE | BC-0020
QSOR-0002234 | DISC-ELEC | CAT-0070 | SUB-0395 | 2702 | IMME duty band — TX-875, nominal 875 kVA conversion duty | 22791.8559 | Substation, RMU & Transformers |  | STANDARD | ACTIVE | BC-0020
QSOR-0002235 | DISC-ELEC | CAT-0070 | SUB-0395 | 2703 | IMME duty band — TX-1100, nominal 1,100 kVA conversion duty | 25583.593 | Substation, RMU & Transformers |  | STANDARD | ACTIVE | BC-0020
QSOR-0002236 | DISC-ELEC | CAT-0070 | SUB-0395 | 2704 | IMME duty band — TX-1375, nominal 1,375 kVA conversion duty | 31057.4688 | Substation, RMU & Transformers |  | STANDARD | ACTIVE | BC-0020
QSOR-0002237 | DISC-ELEC | CAT-0070 | SUB-0395 | 2705 | IMME duty band — TX-1650, nominal 1,650 kVA conversion duty | 36455.1404 | Substation, RMU & Transformers |  | STANDARD | ACTIVE | BC-0020
QSOR-0002238 | DISC-ELEC | CAT-0070 | SUB-0395 | 2706 | IMME duty band — TX-2200, nominal 2,200 kVA conversion duty | 46797.0934 | Substation, RMU & Transformers |  | STANDARD | ACTIVE | BC-0020
QSOR-0002239 | DISC-ELEC | CAT-0071 | SUB-0396 | 2709 | IMME duty band — RMU-02, nominal 2-way 11kV RMU arrangement | 36417.4001 | Substation, RMU & Transformers |  | STANDARD | ACTIVE | BC-0020
QSOR-0002240 | DISC-ELEC | CAT-0071 | SUB-0396 | 2710 | IMME duty band — RMU-03, nominal 3-way 11kV RMU arrangement | 50073.5826 | Substation, RMU & Transformers |  | STANDARD | ACTIVE | BC-0020
QSOR-0002241 | DISC-ELEC | CAT-0071 | SUB-0396 | 2711 | IMME duty band — RMU-04, nominal 4-way 11kV RMU arrangement | 63729.765 | Substation, RMU & Transformers |  | STANDARD | ACTIVE | BC-0020
QSOR-0002242 | DISC-ELEC | CAT-0071 | SUB-0397 | 2713 | IMME component class (basic transformer protection panel) | 7284.983 | Substation, RMU & Transformers |  | STANDARD | ACTIVE | BC-0020
QSOR-0002243 | DISC-ELEC | CAT-0071 | SUB-0397 | 2714 | IMME component class (HV metering/protection panel) | 10927.0177 | Substation, RMU & Transformers |  | STANDARD | ACTIVE | BC-0020
QSOR-0002244 | DISC-ELEC | CAT-0071 | SUB-0397 | 2715 | IMME component class (networked protection + metering panel) | 16390.0699 | Substation, RMU & Transformers |  | STANDARD | ACTIVE | BC-0020
QSOR-0002245 | DISC-ELEC | CAT-0072 | SUB-0398 | 2718 | IMME duty band — PSS-550, nominal 550 kVA packaged substation arrangement | 68289.8819 | Substation, RMU & Transformers |  | STANDARD | ACTIVE | BC-0020
QSOR-0002246 | DISC-ELEC | CAT-0072 | SUB-0398 | 2719 | IMME duty band — PSS-1000, nominal 1,000 kVA packaged substation arrangement | 91052.8714 | Substation, RMU & Transformers |  | STANDARD | ACTIVE | BC-0020
QSOR-0002247 | DISC-ELEC | CAT-0072 | SUB-0398 | 2720 | IMME duty band — PSS-1500, nominal 1,500 kVA packaged substation arrangement | 118368.4587 | Substation, RMU & Transformers |  | STANDARD | ACTIVE | BC-0020
QSOR-0002248 | DISC-ELEC | CAT-0072 | SUB-0398 | 2721 | IMME duty band — PSS-2200, nominal 2,200 kVA packaged substation arrangement | 154789.2418 | Substation, RMU & Transformers |  | STANDARD | ACTIVE | BC-0020
QSOR-0002249 | DISC-ELEC | CAT-0073 | SUB-0399 | 2724 | IMME component class (11kV fuse-switch unit) | 13656.6281 | Substation, RMU & Transformers |  | STANDARD | ACTIVE | BC-0020
QSOR-0002250 | DISC-ELEC | CAT-0073 | SUB-0399 | 2725 | IMME component class (11kV load-break switch unit) | 10925.4852 | Substation, RMU & Transformers |  | STANDARD | ACTIVE | BC-0020
QSOR-0002251 | DISC-ELEC | CAT-0073 | SUB-0399 | 2726 | IMME component class (11kV metering cubicle) | 16387.7712 | Substation, RMU & Transformers |  | STANDARD | ACTIVE | BC-0020
QSOR-0002252 | DISC-ELEC | CAT-0074 | SUB-0400 | 2729 | IMME duty band — UPS-010, nominal 10 kVA online static UPS | 4552.7931 | UPS/Battery |  | STANDARD | ACTIVE | BC-0021
QSOR-0002253 | DISC-ELEC | CAT-0074 | SUB-0400 | 2730 | IMME duty band — UPS-020, nominal 20 kVA online static UPS | 8194.2969 | UPS/Battery |  | STANDARD | ACTIVE | BC-0021
QSOR-0002254 | DISC-ELEC | CAT-0074 | SUB-0400 | 2731 | IMME duty band — UPS-040, nominal 40 kVA online static UPS | 14566.9286 | UPS/Battery |  | STANDARD | ACTIVE | BC-0021
QSOR-0002255 | DISC-ELEC | CAT-0074 | SUB-0400 | 2732 | IMME duty band — UPS-080, nominal 80 kVA online static UPS | 27312.1919 | UPS/Battery |  | STANDARD | ACTIVE | BC-0021
QSOR-0002256 | DISC-ELEC | CAT-0074 | SUB-0400 | 2733 | IMME duty band — UPS-160, nominal 160 kVA online static UPS | 50071.5909 | UPS/Battery |  | STANDARD | ACTIVE | BC-0021
QSOR-0002257 | DISC-ELEC | CAT-0074 | SUB-0401 | 2735 | IMME duty band — UPM-050, nominal 50 kVA modular UPS system | 22759.5616 | UPS/Battery |  | STANDARD | ACTIVE | BC-0021
QSOR-0002258 | DISC-ELEC | CAT-0074 | SUB-0401 | 2736 | IMME duty band — UPM-100, nominal 100 kVA modular UPS system | 40966.4803 | UPS/Battery |  | STANDARD | ACTIVE | BC-0021
QSOR-0002259 | DISC-ELEC | CAT-0074 | SUB-0401 | 2737 | IMME duty band — UPM-250, nominal 250 kVA modular UPS system | 91035.5065 | UPS/Battery |  | STANDARD | ACTIVE | BC-0021
QSOR-0002260 | DISC-ELEC | CAT-0074 | SUB-0401 | 2738 | IMME duty band — UPM-500, nominal 500 kVA modular UPS system | 163863.1809 | UPS/Battery |  | STANDARD | ACTIVE | BC-0021
QSOR-0002261 | DISC-ELEC | CAT-0074 | SUB-0402 | 2740 | IMME duty band — BAT-10-15, nominal 10 kVA / 15-minute battery autonomy | 3642.8174 | UPS/Battery |  | STANDARD | ACTIVE | BC-0021
QSOR-0002262 | DISC-ELEC | CAT-0074 | SUB-0402 | 2741 | IMME duty band — BAT-40-15, nominal 40 kVA / 15-minute battery autonomy | 9105.6736 | UPS/Battery |  | STANDARD | ACTIVE | BC-0021
QSOR-0002263 | DISC-ELEC | CAT-0074 | SUB-0402 | 2742 | IMME duty band — BAT-100-15, nominal 100 kVA / 15-minute battery autonomy | 20031.3858 | UPS/Battery |  | STANDARD | ACTIVE | BC-0021
QSOR-0002264 | DISC-ELEC | CAT-0074 | SUB-0402 | 2743 | IMME duty band — BAT-250-15, nominal 250 kVA / 15-minute battery autonomy | 45524.7142 | UPS/Battery |  | STANDARD | ACTIVE | BC-0021
QSOR-0002265 | DISC-ELEC | CAT-0074 | SUB-0403 | 2745 | IMME component class (small battery cabinet/rack) | 1366.6759 | UPS/Battery |  | STANDARD | ACTIVE | BC-0021
QSOR-0002266 | DISC-ELEC | CAT-0074 | SUB-0403 | 2746 | IMME component class (large battery cabinet/rack) | 2732.4386 | UPS/Battery |  | STANDARD | ACTIVE | BC-0021
QSOR-0002267 | DISC-ELEC | CAT-0074 | SUB-0404 | 2748 | IMME component class (up to 100A maintenance-bypass panel) | 1093.5061 | UPS/Battery |  | STANDARD | ACTIVE | BC-0021
QSOR-0002268 | DISC-ELEC | CAT-0074 | SUB-0404 | 2749 | IMME component class (up to 250A maintenance-bypass panel) | 2277.1482 | UPS/Battery |  | STANDARD | ACTIVE | BC-0021
QSOR-0002269 | DISC-ELEC | CAT-0074 | SUB-0404 | 2750 | IMME component class (up to 630A maintenance-bypass panel) | 4553.3833 | UPS/Battery |  | STANDARD | ACTIVE | BC-0021
QSOR-0002270 | DISC-ELEC | CAT-0074 | SUB-0405 | 2752 | IMME component class (small UPS output-distribution ancillary package) | 1821.8336 | UPS/Battery |  | STANDARD | ACTIVE | BC-0021
QSOR-0002271 | DISC-ELEC | CAT-0074 | SUB-0405 | 2753 | IMME component class (medium UPS output-distribution ancillary package) | 4097.9836 | UPS/Battery |  | STANDARD | ACTIVE | BC-0021
QSOR-0002272 | DISC-ELEC | CAT-0074 | SUB-0405 | 2754 | IMME component class (large UPS output-distribution ancillary package) | 7284.5942 | UPS/Battery |  | STANDARD | ACTIVE | BC-0021
QSOR-0002273 | DISC-ELEC | CAT-0075 | SUB-0406 | 2757 | IMME size/duty mark — 6 way | 293.1788 | MV/LV Switchgear, Panelboards & Distribution Boards |  | STANDARD | ACTIVE | BC-0022
QSOR-0002274 | DISC-ELEC | CAT-0075 | SUB-0406 | 2758 | IMME size/duty mark — 8 way | 349.5737 | MV/LV Switchgear, Panelboards & Distribution Boards |  | STANDARD | ACTIVE | BC-0022
QSOR-0002275 | DISC-ELEC | CAT-0075 | SUB-0406 | 2759 | IMME size/duty mark — 12 way | 441.1102 | MV/LV Switchgear, Panelboards & Distribution Boards |  | STANDARD | ACTIVE | BC-0022
QSOR-0002276 | DISC-ELEC | CAT-0075 | SUB-0406 | 2760 | IMME size/duty mark — 16 way | 601.749 | MV/LV Switchgear, Panelboards & Distribution Boards |  | STANDARD | ACTIVE | BC-0022
QSOR-0002277 | DISC-ELEC | CAT-0075 | SUB-0406 | 2761 | IMME size/duty mark — 24 way | 862.7485 | MV/LV Switchgear, Panelboards & Distribution Boards |  | STANDARD | ACTIVE | BC-0022
QSOR-0002278 | DISC-ELEC | CAT-0075 | SUB-0407 | 2763 | IMME size/duty mark — 4 way | 1166.5201 | MV/LV Switchgear, Panelboards & Distribution Boards |  | STANDARD | ACTIVE | BC-0022
QSOR-0002279 | DISC-ELEC | CAT-0075 | SUB-0407 | 2764 | IMME size/duty mark — 6 way | 1269.1485 | MV/LV Switchgear, Panelboards & Distribution Boards |  | STANDARD | ACTIVE | BC-0022
QSOR-0002280 | DISC-ELEC | CAT-0075 | SUB-0407 | 2765 | IMME size/duty mark — 8 way | 1347.1398 | MV/LV Switchgear, Panelboards & Distribution Boards |  | STANDARD | ACTIVE | BC-0022
QSOR-0002281 | DISC-ELEC | CAT-0075 | SUB-0407 | 2766 | IMME size/duty mark — 12 way | 1564.4035 | MV/LV Switchgear, Panelboards & Distribution Boards |  | STANDARD | ACTIVE | BC-0022
QSOR-0002282 | DISC-ELEC | CAT-0075 | SUB-0407 | 2767 | IMME size/duty mark — 16 way | 1892.5706 | MV/LV Switchgear, Panelboards & Distribution Boards |  | STANDARD | ACTIVE | BC-0022
QSOR-0002283 | DISC-ELEC | CAT-0075 | SUB-0407 | 2768 | IMME size/duty mark — 24 way | 2587.4877 | MV/LV Switchgear, Panelboards & Distribution Boards |  | STANDARD | ACTIVE | BC-0022
QSOR-0002284 | DISC-ELEC | CAT-0075 | SUB-0408 | 2770 | IMME size/duty mark — 6 amp | 23.3606 | MV/LV Switchgear, Panelboards & Distribution Boards |  | STANDARD | ACTIVE | BC-0022
QSOR-0002285 | DISC-ELEC | CAT-0075 | SUB-0408 | 2771 | IMME size/duty mark — 10-40 amp | 24.0542 | MV/LV Switchgear, Panelboards & Distribution Boards |  | STANDARD | ACTIVE | BC-0022
QSOR-0002286 | DISC-ELEC | CAT-0075 | SUB-0408 | 2772 | IMME size/duty mark — 50-63 amp | 26.6148 | MV/LV Switchgear, Panelboards & Distribution Boards |  | STANDARD | ACTIVE | BC-0022
QSOR-0002287 | DISC-ELEC | CAT-0075 | SUB-0409 | 2774 | IMME size/duty mark — 6 amp | 90.9834 | MV/LV Switchgear, Panelboards & Distribution Boards |  | STANDARD | ACTIVE | BC-0022
QSOR-0002288 | DISC-ELEC | CAT-0075 | SUB-0409 | 2775 | IMME size/duty mark — 10-40 amp | 100.1242 | MV/LV Switchgear, Panelboards & Distribution Boards |  | STANDARD | ACTIVE | BC-0022
QSOR-0002289 | DISC-ELEC | CAT-0075 | SUB-0409 | 2776 | IMME size/duty mark — 50-63 amp | 104.2306 | MV/LV Switchgear, Panelboards & Distribution Boards |  | STANDARD | ACTIVE | BC-0022
QSOR-0002290 | DISC-ELEC | CAT-0075 | SUB-0410 | 2778 | IMME size/duty mark — 4 way | 330.2145 | MV/LV Switchgear, Panelboards & Distribution Boards |  | STANDARD | ACTIVE | BC-0022
QSOR-0002291 | DISC-ELEC | CAT-0075 | SUB-0410 | 2779 | IMME size/duty mark — 6 way | 394.8737 | MV/LV Switchgear, Panelboards & Distribution Boards |  | STANDARD | ACTIVE | BC-0022
QSOR-0002292 | DISC-ELEC | CAT-0075 | SUB-0410 | 2780 | IMME size/duty mark — 8 way | 464.2454 | MV/LV Switchgear, Panelboards & Distribution Boards |  | STANDARD | ACTIVE | BC-0022
QSOR-0002293 | DISC-ELEC | CAT-0075 | SUB-0410 | 2781 | IMME size/duty mark — 12 way | 601.5886 | MV/LV Switchgear, Panelboards & Distribution Boards |  | STANDARD | ACTIVE | BC-0022
QSOR-0002294 | DISC-ELEC | CAT-0075 | SUB-0411 | 2783 | IMME size/duty mark — 4 way | 387.8034 | MV/LV Switchgear, Panelboards & Distribution Boards |  | STANDARD | ACTIVE | BC-0022
QSOR-0002295 | DISC-ELEC | CAT-0075 | SUB-0411 | 2784 | IMME size/duty mark — 6 way | 501.9082 | MV/LV Switchgear, Panelboards & Distribution Boards |  | STANDARD | ACTIVE | BC-0022
QSOR-0002296 | DISC-ELEC | CAT-0075 | SUB-0411 | 2785 | IMME size/duty mark — 8 way | 594.0604 | MV/LV Switchgear, Panelboards & Distribution Boards |  | STANDARD | ACTIVE | BC-0022
QSOR-0002297 | DISC-ELEC | CAT-0075 | SUB-0411 | 2786 | IMME size/duty mark — 12 way | 762.6591 | MV/LV Switchgear, Panelboards & Distribution Boards |  | STANDARD | ACTIVE | BC-0022
QSOR-0002298 | DISC-ELEC | CAT-0075 | SUB-0412 | 2788 | IMME size/duty mark — 4 way | 627.9169 | MV/LV Switchgear, Panelboards & Distribution Boards |  | STANDARD | ACTIVE | BC-0022
QSOR-0002299 | DISC-ELEC | CAT-0075 | SUB-0412 | 2789 | IMME size/duty mark — 6 way | 794.9871 | MV/LV Switchgear, Panelboards & Distribution Boards |  | STANDARD | ACTIVE | BC-0022
QSOR-0002300 | DISC-ELEC | CAT-0075 | SUB-0412 | 2790 | IMME size/duty mark — 8 way | 953.4975 | MV/LV Switchgear, Panelboards & Distribution Boards |  | STANDARD | ACTIVE | BC-0022
QSOR-0002301 | DISC-ELEC | CAT-0075 | SUB-0412 | 2791 | IMME size/duty mark — 12 way | 1338.9847 | MV/LV Switchgear, Panelboards & Distribution Boards |  | STANDARD | ACTIVE | BC-0022
QSOR-0002302 | DISC-ELEC | CAT-0075 | SUB-0413 | 2792 | IMME component class (TP&N HRC Fused 32 Amp Incomer) |  | MV/LV Switchgear, Panelboards & Distribution Boards | Sub Catergory | RETIRED_HEADING_RATE | RETIRED | BC-0022
QSOR-0002303 | DISC-ELEC | CAT-0075 | SUB-0413 | 2793 | IMME size/duty mark — 4 way | 787.4001 | MV/LV Switchgear, Panelboards & Distribution Boards |  | STANDARD | ACTIVE | BC-0022
QSOR-0002304 | DISC-ELEC | CAT-0075 | SUB-0413 | 2794 | IMME size/duty mark — 6 way | 1004.4669 | MV/LV Switchgear, Panelboards & Distribution Boards |  | STANDARD | ACTIVE | BC-0022
QSOR-0002305 | DISC-ELEC | CAT-0075 | SUB-0413 | 2795 | IMME size/duty mark — 8 way | 1193.3474 | MV/LV Switchgear, Panelboards & Distribution Boards |  | STANDARD | ACTIVE | BC-0022
QSOR-0002306 | DISC-ELEC | CAT-0075 | SUB-0413 | 2796 | IMME size/duty mark — 12 way | 1680.056 | MV/LV Switchgear, Panelboards & Distribution Boards |  | STANDARD | ACTIVE | BC-0022
QSOR-0002307 | DISC-ELEC | CAT-0075 | SUB-0414 | 2797 | Fuse protection carrier (HRC fuse carrier) |  | MV/LV Switchgear, Panelboards & Distribution Boards | Sub Catergory | RETIRED_HEADING_RATE | RETIRED | BC-0022
QSOR-0002308 | DISC-ELEC | CAT-0075 | SUB-0414 | 2798 | IMME size/duty mark — 2-30 amp | 10.4918 | MV/LV Switchgear, Panelboards & Distribution Boards |  | STANDARD | ACTIVE | BC-0022
QSOR-0002309 | DISC-ELEC | CAT-0075 | SUB-0414 | 2799 | IMME size/duty mark — 35-63 amp | 17.4231 | MV/LV Switchgear, Panelboards & Distribution Boards |  | STANDARD | ACTIVE | BC-0022
QSOR-0002310 | DISC-ELEC | CAT-0075 | SUB-0414 | 2800 | IMME size/duty mark — 80 amp | 24.3795 | MV/LV Switchgear, Panelboards & Distribution Boards |  | STANDARD | ACTIVE | BC-0022
QSOR-0002311 | DISC-ELEC | CAT-0075 | SUB-0414 | 2801 | IMME size/duty mark — 100 amp | 27.9874 | MV/LV Switchgear, Panelboards & Distribution Boards |  | STANDARD | ACTIVE | BC-0022
QSOR-0002312 | DISC-ELEC | CAT-0075 | SUB-0414 | 2802 | IMME size/duty mark — 125 amp | 38.4445 | MV/LV Switchgear, Panelboards & Distribution Boards |  | STANDARD | ACTIVE | BC-0022
QSOR-0002313 | DISC-ELEC | CAT-0075 | SUB-0414 | 2803 | IMME size/duty mark — 160 amp | 40.2831 | MV/LV Switchgear, Panelboards & Distribution Boards |  | STANDARD | ACTIVE | BC-0022
QSOR-0002314 | DISC-ELEC | CAT-0075 | SUB-0414 | 2804 | IMME size/duty mark — 200 amp | 41.3305 | MV/LV Switchgear, Panelboards & Distribution Boards |  | STANDARD | ACTIVE | BC-0022
QSOR-0002315 | DISC-ELEC | CAT-0076 |  | 2805 | Local protection board (consumer unit) |  | MV/LV Switchgear, Panelboards & Distribution Boards | CATERGORY | RETIRED_HEADING_RATE | RETIRED | BC-0022
QSOR-0002316 | DISC-ELEC | CAT-0076 | SUB-0415 | 2807 | IMME size/duty mark — 2 way | 308.3683 | MV/LV Switchgear, Panelboards & Distribution Boards |  | STANDARD | ACTIVE | BC-0022
QSOR-0002317 | DISC-ELEC | CAT-0076 | SUB-0415 | 2808 | IMME size/duty mark — 4 way | 337.2646 | MV/LV Switchgear, Panelboards & Distribution Boards |  | STANDARD | ACTIVE | BC-0022
QSOR-0002318 | DISC-ELEC | CAT-0076 | SUB-0415 | 2809 | IMME size/duty mark — 6 way | 395.4637 | MV/LV Switchgear, Panelboards & Distribution Boards |  | STANDARD | ACTIVE | BC-0022
QSOR-0002319 | DISC-ELEC | CAT-0076 | SUB-0415 | 2810 | IMME size/duty mark — 8 way | 439.8911 | MV/LV Switchgear, Panelboards & Distribution Boards |  | STANDARD | ACTIVE | BC-0022
QSOR-0002320 | DISC-ELEC | CAT-0076 | SUB-0415 | 2811 | IMME size/duty mark — 12 way | 532.9891 | MV/LV Switchgear, Panelboards & Distribution Boards |  | STANDARD | ACTIVE | BC-0022
QSOR-0002321 | DISC-ELEC | CAT-0076 | SUB-0415 | 2812 | IMME size/duty mark — 16 way | 669.8697 | MV/LV Switchgear, Panelboards & Distribution Boards |  | STANDARD | ACTIVE | BC-0022
QSOR-0002322 | DISC-ELEC | CAT-0076 | SUB-0416 | 2814 | IMME size/duty mark — 16 amp | 128.5547 | MV/LV Switchgear, Panelboards & Distribution Boards |  | STANDARD | ACTIVE | BC-0022
QSOR-0002323 | DISC-ELEC | CAT-0076 | SUB-0416 | 2815 | IMME size/duty mark — 30 amp | 130.1614 | MV/LV Switchgear, Panelboards & Distribution Boards |  | STANDARD | ACTIVE | BC-0022
QSOR-0002324 | DISC-ELEC | CAT-0076 | SUB-0416 | 2816 | IMME size/duty mark — 40 amp | 132.0774 | MV/LV Switchgear, Panelboards & Distribution Boards |  | STANDARD | ACTIVE | BC-0022
QSOR-0002325 | DISC-ELEC | CAT-0076 | SUB-0416 | 2817 | IMME size/duty mark — 63 amp | 160.5572 | MV/LV Switchgear, Panelboards & Distribution Boards |  | STANDARD | ACTIVE | BC-0022
QSOR-0002326 | DISC-ELEC | CAT-0076 | SUB-0416 | 2818 | IMME size/duty mark — 80 amp | 176.9094 | MV/LV Switchgear, Panelboards & Distribution Boards |  | STANDARD | ACTIVE | BC-0022
QSOR-0002327 | DISC-ELEC | CAT-0076 | SUB-0416 | 2819 | IMME size/duty mark — 100 amp | 217.9164 | MV/LV Switchgear, Panelboards & Distribution Boards |  | STANDARD | ACTIVE | BC-0022
QSOR-0002328 | DISC-ELEC | CAT-0076 | SUB-0417 | 2821 | IMME size/duty mark — 6 amp, 415/240 volt, 4 pole N/O | 130.9343 | MV/LV Switchgear, Panelboards & Distribution Boards |  | STANDARD | ACTIVE | BC-0022
QSOR-0002329 | DISC-ELEC | CAT-0076 | SUB-0417 | 2822 | IMME size/duty mark — 6 amp, 415/240 volt, 8 pole N/O | 169.557 | MV/LV Switchgear, Panelboards & Distribution Boards |  | STANDARD | ACTIVE | BC-0022
QSOR-0002330 | DISC-ELEC | CAT-0077 | SUB-0418 | 2825 | IMME size/duty mark — IMME HV-L1 compact single-lineup arrangement | 65333.8338 | MV/LV Switchgear, Panelboards & Distribution Boards |  | STANDARD | ACTIVE | BC-0022
QSOR-0002331 | DISC-ELEC | CAT-0077 | SUB-0418 | 2826 | IMME size/duty mark — IMME HV-L3 three-section lineup arrangement | 121071.6676 | MV/LV Switchgear, Panelboards & Distribution Boards |  | STANDARD | ACTIVE | BC-0022
QSOR-0002332 | DISC-ELEC | CAT-0077 | SUB-0418 | 2827 | IMME size/duty mark — IMME HV-L5 five-section lineup arrangement | 214809.7841 | MV/LV Switchgear, Panelboards & Distribution Boards |  | STANDARD | ACTIVE | BC-0022
QSOR-0002333 | DISC-ELEC | CAT-0078 | SUB-0419 | 2830 | IMME duty band — LVS-250, nominal 250A LV main switchboard | 3642.8305 | MV/LV Switchgear, Panelboards & Distribution Boards |  | STANDARD | ACTIVE | BC-0022
QSOR-0002334 | DISC-ELEC | CAT-0078 | SUB-0419 | 2831 | IMME duty band — LVS-400, nominal 400A LV main switchboard | 5463.7894 | MV/LV Switchgear, Panelboards & Distribution Boards |  | STANDARD | ACTIVE | BC-0022
QSOR-0002335 | DISC-ELEC | CAT-0078 | SUB-0419 | 2832 | IMME duty band — LVS-630, nominal 630A LV main switchboard | 8195.2272 | MV/LV Switchgear, Panelboards & Distribution Boards |  | STANDARD | ACTIVE | BC-0022
QSOR-0002336 | DISC-ELEC | CAT-0078 | SUB-0419 | 2833 | IMME duty band — LVS-800, nominal 800A LV main switchboard | 10471.4257 | MV/LV Switchgear, Panelboards & Distribution Boards |  | STANDARD | ACTIVE | BC-0022
QSOR-0002337 | DISC-ELEC | CAT-0078 | SUB-0419 | 2834 | IMME duty band — LVS-1250, nominal 1,250A LV main switchboard | 16389.541 | MV/LV Switchgear, Panelboards & Distribution Boards |  | STANDARD | ACTIVE | BC-0022
QSOR-0002338 | DISC-ELEC | CAT-0078 | SUB-0419 | 2835 | IMME duty band — LVS-1600, nominal 1,600A LV main switchboard | 21852.4168 | MV/LV Switchgear, Panelboards & Distribution Boards |  | STANDARD | ACTIVE | BC-0022
QSOR-0002339 | DISC-ELEC | CAT-0078 | SUB-0419 | 2836 | IMME duty band — LVS-2500, nominal 2,500A LV main switchboard | 34599.1274 | MV/LV Switchgear, Panelboards & Distribution Boards |  | STANDARD | ACTIVE | BC-0022
QSOR-0002340 | DISC-ELEC | CAT-0078 | SUB-0420 | 2838 | IMME size/duty mark — MCCB-100, nominal 100A MCCB | 651.9619 | MV/LV Switchgear, Panelboards & Distribution Boards |  | STANDARD | ACTIVE | BC-0022
QSOR-0002341 | DISC-ELEC | CAT-0078 | SUB-0420 | 2839 | IMME size/duty mark — MCCB-250, nominal 250A MCCB | 1275.6937 | MV/LV Switchgear, Panelboards & Distribution Boards |  | STANDARD | ACTIVE | BC-0022
QSOR-0002342 | DISC-ELEC | CAT-0078 | SUB-0420 | 2840 | IMME size/duty mark — MCCB-400, nominal 400A MCCB | 2004.1397 | MV/LV Switchgear, Panelboards & Distribution Boards |  | STANDARD | ACTIVE | BC-0022
QSOR-0002343 | DISC-ELEC | CAT-0078 | SUB-0420 | 2841 | IMME size/duty mark — MCCB-630, nominal 630A MCCB | 5464.2578 | MV/LV Switchgear, Panelboards & Distribution Boards |  | STANDARD | ACTIVE | BC-0022
QSOR-0002344 | DISC-ELEC | CAT-0078 | SUB-0421 | 2843 | IMME size/duty mark — ACB-800, nominal 800A ACB | 4552.9256 | MV/LV Switchgear, Panelboards & Distribution Boards |  | STANDARD | ACTIVE | BC-0022
QSOR-0002345 | DISC-ELEC | CAT-0078 | SUB-0421 | 2844 | IMME size/duty mark — ACB-1600, nominal 1,600A ACB | 8194.5355 | MV/LV Switchgear, Panelboards & Distribution Boards |  | STANDARD | ACTIVE | BC-0022
QSOR-0002346 | DISC-ELEC | CAT-0078 | SUB-0421 | 2845 | IMME size/duty mark — ACB-2500, nominal 2,500A ACB | 13656.9501 | MV/LV Switchgear, Panelboards & Distribution Boards |  | STANDARD | ACTIVE | BC-0022
QSOR-0002347 | DISC-ELEC | CAT-0078 | SUB-0421 | 2846 | IMME size/duty mark — ACB-3200, nominal 3,200A ACB | 20029.7672 | MV/LV Switchgear, Panelboards & Distribution Boards |  | STANDARD | ACTIVE | BC-0022
QSOR-0002348 | DISC-ELEC | CAT-0079 | SUB-0422 | 2849 | IMME duty band — MCC-04, nominal 4-starter MCC arrangement | 7285.1683 | MV/LV Switchgear, Panelboards & Distribution Boards |  | STANDARD | ACTIVE | BC-0022
QSOR-0002349 | DISC-ELEC | CAT-0079 | SUB-0422 | 2850 | IMME duty band — MCC-08, nominal 8-starter MCC arrangement | 12748.3594 | MV/LV Switchgear, Panelboards & Distribution Boards |  | STANDARD | ACTIVE | BC-0022
QSOR-0002350 | DISC-ELEC | CAT-0079 | SUB-0422 | 2851 | IMME duty band — MCC-12, nominal 12-starter MCC arrangement | 18211.5507 | MV/LV Switchgear, Panelboards & Distribution Boards |  | STANDARD | ACTIVE | BC-0022
QSOR-0002351 | DISC-ELEC | CAT-0079 | SUB-0422 | 2852 | IMME duty band — MCC-20, nominal 20-starter MCC arrangement | 27316.8693 | MV/LV Switchgear, Panelboards & Distribution Boards |  | STANDARD | ACTIVE | BC-0022
QSOR-0002352 | DISC-ELEC | CAT-0080 | SUB-0423 | 2855 | IMME duty band — ATS-250, nominal 250A automatic transfer-switch arrangement | 3187.4559 | MV/LV Switchgear, Panelboards & Distribution Boards |  | STANDARD | ACTIVE | BC-0022
QSOR-0002353 | DISC-ELEC | CAT-0080 | SUB-0423 | 2856 | IMME duty band — ATS-400, nominal 400A automatic transfer-switch arrangement | 4553.117 | MV/LV Switchgear, Panelboards & Distribution Boards |  | STANDARD | ACTIVE | BC-0022
QSOR-0002354 | DISC-ELEC | CAT-0080 | SUB-0423 | 2857 | IMME duty band — ATS-630, nominal 630A automatic transfer-switch arrangement | 7284.4394 | MV/LV Switchgear, Panelboards & Distribution Boards |  | STANDARD | ACTIVE | BC-0022
QSOR-0002355 | DISC-ELEC | CAT-0080 | SUB-0423 | 2858 | IMME duty band — ATS-1000, nominal 1,000A automatic transfer-switch arrangement | 11836.643 | MV/LV Switchgear, Panelboards & Distribution Boards |  | STANDARD | ACTIVE | BC-0022
QSOR-0002356 | DISC-ELEC | CAT-0080 | SUB-0424 | 2860 | IMME duty band — ISC-400, nominal 400A incomer/section/coupler panel | 4097.8959 | MV/LV Switchgear, Panelboards & Distribution Boards |  | STANDARD | ACTIVE | BC-0022
QSOR-0002357 | DISC-ELEC | CAT-0080 | SUB-0424 | 2861 | IMME duty band — ISC-800, nominal 800A incomer/section/coupler panel | 7284.4379 | MV/LV Switchgear, Panelboards & Distribution Boards |  | STANDARD | ACTIVE | BC-0022
QSOR-0002358 | DISC-ELEC | CAT-0080 | SUB-0424 | 2862 | IMME duty band — ISC-1600, nominal 1,600A incomer/section/coupler panel | 12747.0812 | MV/LV Switchgear, Panelboards & Distribution Boards |  | STANDARD | ACTIVE | BC-0022
QSOR-0002359 | DISC-ELEC | CAT-0080 | SUB-0425 | 2864 | IMME component class (multifunction metering module) | 547.1986 | MV/LV Switchgear, Panelboards & Distribution Boards |  | STANDARD | ACTIVE | BC-0022
QSOR-0002360 | DISC-ELEC | CAT-0080 | SUB-0425 | 2865 | IMME component class (electronic protection relay module) | 1093.484 | MV/LV Switchgear, Panelboards & Distribution Boards |  | STANDARD | ACTIVE | BC-0022
QSOR-0002361 | DISC-ELEC | CAT-0080 | SUB-0425 | 2866 | IMME component class (networked metering/protection module) | 1821.8643 | MV/LV Switchgear, Panelboards & Distribution Boards |  | STANDARD | ACTIVE | BC-0022
QSOR-0002362 | DISC-ELEC | CAT-0081 | SUB-0426 | 2869 | IMME component class (600 × 600 LED panel luminaire) | 60.0545 | Luminaires (Light Fittings Only) |  | STANDARD | ACTIVE | BC-0023
QSOR-0002363 | DISC-ELEC | CAT-0081 | SUB-0426 | 2870 | IMME component class (recessed LED downlight) | 50.9556 | Luminaires (Light Fittings Only) |  | STANDARD | ACTIVE | BC-0023
QSOR-0002364 | DISC-ELEC | CAT-0081 | SUB-0427 | 2872 | IMME component class (surface LED bulkhead) | 69.1476 | Luminaires (Light Fittings Only) |  | STANDARD | ACTIVE | BC-0023
QSOR-0002365 | DISC-ELEC | CAT-0081 | SUB-0427 | 2873 | IMME component class (surface linear LED luminaire) | 87.3436 | Luminaires (Light Fittings Only) |  | STANDARD | ACTIVE | BC-0023
QSOR-0002366 | DISC-ELEC | CAT-0081 | SUB-0428 | 2875 | IMME component class (standard commercial pendant luminaire) | 110.0991 | Luminaires (Light Fittings Only) |  | STANDARD | ACTIVE | BC-0023
QSOR-0002367 | DISC-ELEC | CAT-0081 | SUB-0428 | 2876 | IMME component class (large commercial pendant luminaire) | 201.0878 | Luminaires (Light Fittings Only) |  | STANDARD | ACTIVE | BC-0023
QSOR-0002368 | DISC-ELEC | CAT-0081 | SUB-0429 | 2878 | IMME component class (1.2m linear LED luminaire) | 91.9012 | Luminaires (Light Fittings Only) |  | STANDARD | ACTIVE | BC-0023
QSOR-0002369 | DISC-ELEC | CAT-0081 | SUB-0429 | 2879 | IMME component class (1.5m linear LED luminaire) | 128.2963 | Luminaires (Light Fittings Only) |  | STANDARD | ACTIVE | BC-0023
QSOR-0002370 | DISC-ELEC | CAT-0081 | SUB-0430 | 2881 | IMME component class (IP65 weatherproof linear luminaire) | 128.2846 | Luminaires (Light Fittings Only) |  | STANDARD | ACTIVE | BC-0023
QSOR-0002371 | DISC-ELEC | CAT-0081 | SUB-0430 | 2882 | IMME component class (small external LED floodlight) | 164.6766 | Luminaires (Light Fittings Only) |  | STANDARD | ACTIVE | BC-0023
QSOR-0002372 | DISC-ELEC | CAT-0081 | SUB-0431 | 2884 | IMME component class (3-hour emergency bulkhead) | 91.902 | Luminaires (Light Fittings Only) |  | STANDARD | ACTIVE | BC-0023
QSOR-0002373 | DISC-ELEC | CAT-0081 | SUB-0431 | 2885 | IMME component class (self-test emergency bulkhead) | 119.1987 | Luminaires (Light Fittings Only) |  | STANDARD | ACTIVE | BC-0023
QSOR-0002374 | DISC-ELEC | CAT-0081 | SUB-0432 | 2887 | IMME component class (standard feature/decorative luminaire) | 228.3831 | Luminaires (Light Fittings Only) |  | STANDARD | ACTIVE | BC-0023
QSOR-0002375 | DISC-ELEC | CAT-0081 | SUB-0432 | 2888 | IMME component class (premium feature/decorative luminaire) | 455.8536 | Luminaires (Light Fittings Only) |  | STANDARD | ACTIVE | BC-0023
QSOR-0002376 | DISC-ELEC | CAT-0082 | SUB-0433 | 2891 | IMME size/duty mark — 95mm | 62.8998 | Electrical Incoming External Services / Mains & Metering |  | STANDARD | ACTIVE | BC-0024
QSOR-0002377 | DISC-ELEC | CAT-0082 | SUB-0433 | 2892 | IMME size/duty mark — 120mm | 76.2857 | Electrical Incoming External Services / Mains & Metering |  | STANDARD | ACTIVE | BC-0024
QSOR-0002378 | DISC-ELEC | CAT-0082 | SUB-0433 | 2893 | IMME size/duty mark — 150mm | 87.1123 | Electrical Incoming External Services / Mains & Metering |  | STANDARD | ACTIVE | BC-0024
QSOR-0002379 | DISC-ELEC | CAT-0082 | SUB-0433 | 2894 | IMME size/duty mark — 185mm | 101.6923 | Electrical Incoming External Services / Mains & Metering |  | STANDARD | ACTIVE | BC-0024
QSOR-0002380 | DISC-ELEC | CAT-0082 | SUB-0433 | 2895 | IMME size/duty mark — 240mm | 131.3165 | Electrical Incoming External Services / Mains & Metering |  | STANDARD | ACTIVE | BC-0024
QSOR-0002381 | DISC-ELEC | CAT-0082 | SUB-0433 | 2896 | IMME size/duty mark — 300mm | 159.6446 | Electrical Incoming External Services / Mains & Metering |  | STANDARD | ACTIVE | BC-0024
QSOR-0002382 | DISC-ELEC | CAT-0082 | SUB-0434 | 2898 | IMME size/duty mark — 95 × 3 Core XLPE SWA LSF | 1137.2365 | Electrical Incoming External Services / Mains & Metering |  | STANDARD | ACTIVE | BC-0024
QSOR-0002383 | DISC-ELEC | CAT-0082 | SUB-0434 | 2899 | IMME size/duty mark — 120 × 3 Core XLPE SWA LSF | 1172.4789 | Electrical Incoming External Services / Mains & Metering |  | STANDARD | ACTIVE | BC-0024
QSOR-0002384 | DISC-ELEC | CAT-0082 | SUB-0434 | 2900 | IMME size/duty mark — 150 × 3 Core XLPE SWA LSF | 1279.4761 | Electrical Incoming External Services / Mains & Metering |  | STANDARD | ACTIVE | BC-0024
QSOR-0002385 | DISC-ELEC | CAT-0082 | SUB-0434 | 2901 | IMME size/duty mark — 185 × 3 Core XLPE SWA LSF | 1338.1248 | Electrical Incoming External Services / Mains & Metering |  | STANDARD | ACTIVE | BC-0024
QSOR-0002386 | DISC-ELEC | CAT-0082 | SUB-0434 | 2902 | IMME size/duty mark — 240 × 3 Core XLPE SWA LSF | 1415.7989 | Electrical Incoming External Services / Mains & Metering |  | STANDARD | ACTIVE | BC-0024
QSOR-0002387 | DISC-ELEC | CAT-0082 | SUB-0434 | 2903 | IMME size/duty mark — 300 × 3 Core XLPE SWA LSF | 1567.5597 | Electrical Incoming External Services / Mains & Metering |  | STANDARD | ACTIVE | BC-0024
QSOR-0002388 | DISC-ELEC | CAT-0083 | SUB-0435 | 2906 | IMME duty band — LVI-100, nominal 100A LV intake-panel class | 1093.542 | Electrical Incoming External Services / Mains & Metering |  | STANDARD | ACTIVE | BC-0024
QSOR-0002389 | DISC-ELEC | CAT-0083 | SUB-0435 | 2907 | IMME duty band — LVI-250, nominal 250A LV intake-panel class | 2550.3802 | Electrical Incoming External Services / Mains & Metering |  | STANDARD | ACTIVE | BC-0024
QSOR-0002390 | DISC-ELEC | CAT-0083 | SUB-0435 | 2908 | IMME duty band — LVI-400, nominal 400A LV intake-panel class | 4371.4279 | Electrical Incoming External Services / Mains & Metering |  | STANDARD | ACTIVE | BC-0024
QSOR-0002391 | DISC-ELEC | CAT-0083 | SUB-0435 | 2909 | IMME duty band — LVI-630, nominal 630A LV intake-panel class | 6829.8422 | Electrical Incoming External Services / Mains & Metering |  | STANDARD | ACTIVE | BC-0024
QSOR-0002392 | DISC-ELEC | CAT-0083 | SUB-0436 | 2911 | IMME component class (100A direct-connected MID meter) | 164.7828 | Electrical Incoming External Services / Mains & Metering |  | STANDARD | ACTIVE | BC-0024
QSOR-0002393 | DISC-ELEC | CAT-0083 | SUB-0436 | 2912 | IMME component class (250A CT-operated MID metering set) | 592.6644 | Electrical Incoming External Services / Mains & Metering |  | STANDARD | ACTIVE | BC-0024
QSOR-0002394 | DISC-ELEC | CAT-0083 | SUB-0436 | 2913 | IMME component class (400A CT-operated MID metering set) | 683.703 | Electrical Incoming External Services / Mains & Metering |  | STANDARD | ACTIVE | BC-0024
QSOR-0002395 | DISC-ELEC | CAT-0083 | SUB-0436 | 2914 | IMME component class (630A CT-operated MID metering set) | 820.2609 | Electrical Incoming External Services / Mains & Metering |  | STANDARD | ACTIVE | BC-0024
QSOR-0002396 | DISC-ELEC | CAT-0083 | SUB-0437 | 2916 | IMME size/duty mark — CTS-100, nominal 100/5A CT set | 164.7963 | Electrical Incoming External Services / Mains & Metering |  | STANDARD | ACTIVE | BC-0024
QSOR-0002397 | DISC-ELEC | CAT-0083 | SUB-0437 | 2917 | IMME size/duty mark — CTS-250, nominal 250/5A CT set | 201.2148 | Electrical Incoming External Services / Mains & Metering |  | STANDARD | ACTIVE | BC-0024
QSOR-0002398 | DISC-ELEC | CAT-0083 | SUB-0437 | 2918 | IMME size/duty mark — CTS-400, nominal 400/5A CT set | 237.6333 | Electrical Incoming External Services / Mains & Metering |  | STANDARD | ACTIVE | BC-0024
QSOR-0002399 | DISC-ELEC | CAT-0083 | SUB-0437 | 2919 | IMME size/duty mark — CTS-800, nominal 800/5A CT set | 310.4701 | Electrical Incoming External Services / Mains & Metering |  | STANDARD | ACTIVE | BC-0024
QSOR-0002400 | DISC-ELEC | CAT-0083 | SUB-0438 | 2921 | IMME component class (RS485/Modbus metering gateway) | 456.1579 | Electrical Incoming External Services / Mains & Metering |  | STANDARD | ACTIVE | BC-0024
QSOR-0002401 | DISC-ELEC | CAT-0083 | SUB-0438 | 2922 | IMME component class (single-meter intake panel interface) | 1093.5004 | Electrical Incoming External Services / Mains & Metering |  | STANDARD | ACTIVE | BC-0024
QSOR-0002402 | DISC-ELEC | CAT-0083 | SUB-0438 | 2923 | IMME component class (multi-meter intake panel interface) | 2277.1364 | Electrical Incoming External Services / Mains & Metering |  | STANDARD | ACTIVE | BC-0024
QSOR-0002403 | DISC-ELEC | CAT-0084 | SUB-0439 | 2926 | IMME component class (7.4 kW single-socket AC charger) | 820.253 | Electric Vehicle Suppliers & Chargers |  | STANDARD | ACTIVE | BC-0025
QSOR-0002404 | DISC-ELEC | CAT-0084 | SUB-0439 | 2927 | IMME component class (22 kW commercial AC charger) | 1184.4038 | Electric Vehicle Suppliers & Chargers |  | STANDARD | ACTIVE | BC-0025
QSOR-0002405 | DISC-ELEC | CAT-0084 | SUB-0439 | 2928 | IMME component class (dual-socket 22 kW commercial charger) | 2732.0452 | Electric Vehicle Suppliers & Chargers |  | STANDARD | ACTIVE | BC-0025
QSOR-0002406 | DISC-ELEC | CAT-0084 | SUB-0440 | 2930 | IMME duty band — EVD-050, nominal 50 kW DC rapid charger | 22764.1782 | Electric Vehicle Suppliers & Chargers |  | STANDARD | ACTIVE | BC-0025
QSOR-0002407 | DISC-ELEC | CAT-0084 | SUB-0440 | 2931 | IMME duty band — EVD-100, nominal 100 kW DC rapid charger | 40974.7899 | Electric Vehicle Suppliers & Chargers |  | STANDARD | ACTIVE | BC-0025
QSOR-0002408 | DISC-ELEC | CAT-0084 | SUB-0440 | 2932 | IMME duty band — EVD-150, nominal 150 kW DC rapid charger | 59185.4017 | Electric Vehicle Suppliers & Chargers |  | STANDARD | ACTIVE | BC-0025
QSOR-0002409 | DISC-ELEC | CAT-0084 | SUB-0441 | 2934 | IMME component class (single-charger distribution/protection set) | 1366.5519 | Electric Vehicle Suppliers & Chargers |  | STANDARD | ACTIVE | BC-0025
QSOR-0002410 | DISC-ELEC | CAT-0084 | SUB-0441 | 2935 | IMME component class (small multi-charger distribution panel) | 3642.6161 | Electric Vehicle Suppliers & Chargers |  | STANDARD | ACTIVE | BC-0025
QSOR-0002411 | DISC-ELEC | CAT-0084 | SUB-0441 | 2936 | IMME component class (large multi-charger distribution panel) | 7284.3186 | Electric Vehicle Suppliers & Chargers |  | STANDARD | ACTIVE | BC-0025
QSOR-0002412 | DISC-ELEC | CAT-0084 | SUB-0442 | 2938 | IMME component class (small EV load-management controller) | 1361.3846 | Electric Vehicle Suppliers & Chargers |  | STANDARD | ACTIVE | BC-0025
QSOR-0002413 | DISC-ELEC | CAT-0084 | SUB-0442 | 2939 | IMME component class (networked EV load-management controller) | 2721.8591 | Electric Vehicle Suppliers & Chargers |  | STANDARD | ACTIVE | BC-0025
QSOR-0002414 | DISC-ELEC | CAT-0084 | SUB-0443 | 2941 | IMME component class (single-charger pedestal) | 547.1532 | Electric Vehicle Suppliers & Chargers |  | STANDARD | ACTIVE | BC-0025
QSOR-0002415 | DISC-ELEC | CAT-0084 | SUB-0443 | 2942 | IMME component class (dual-charger pedestal) | 911.3131 | Electric Vehicle Suppliers & Chargers |  | STANDARD | ACTIVE | BC-0025
QSOR-0002416 | DISC-ELEC | CAT-0084 | SUB-0444 | 2944 | IMME component class (single/small EV system commissioning) | 454.3999 | Electric Vehicle Suppliers & Chargers |  | STANDARD | ACTIVE | BC-0025
QSOR-0002417 | DISC-ELEC | CAT-0084 | SUB-0444 | 2945 | IMME component class (networked EV system commissioning) | 1361.3802 | Electric Vehicle Suppliers & Chargers |  | STANDARD | ACTIVE | BC-0025
QSOR-0002418 | DISC-ELEC | CAT-0085 | SUB-0445 | 2948 | IMME size/duty mark — 25mm | 8.3681 | Internal Submains Cabling |  | STANDARD | ACTIVE | BC-0026
QSOR-0002419 | DISC-ELEC | CAT-0085 | SUB-0445 | 2949 | IMME size/duty mark — 35mm | 8.8708 | Internal Submains Cabling |  | STANDARD | ACTIVE | BC-0026
QSOR-0002420 | DISC-ELEC | CAT-0085 | SUB-0445 | 2950 | IMME size/duty mark — 50mm | 10.0454 | Internal Submains Cabling |  | STANDARD | ACTIVE | BC-0026
QSOR-0002421 | DISC-ELEC | CAT-0085 | SUB-0445 | 2951 | IMME size/duty mark — 70mm | 18.4989 | Internal Submains Cabling |  | STANDARD | ACTIVE | BC-0026
QSOR-0002422 | DISC-ELEC | CAT-0085 | SUB-0445 | 2952 | IMME size/duty mark — 95mm | 22.5643 | Internal Submains Cabling |  | STANDARD | ACTIVE | BC-0026
QSOR-0002423 | DISC-ELEC | CAT-0085 | SUB-0445 | 2953 | IMME size/duty mark — 120mm | 26.4869 | Internal Submains Cabling |  | STANDARD | ACTIVE | BC-0026
QSOR-0002424 | DISC-ELEC | CAT-0085 | SUB-0445 | 2954 | IMME size/duty mark — 150mm | 31.1453 | Internal Submains Cabling |  | STANDARD | ACTIVE | BC-0026
QSOR-0002425 | DISC-ELEC | CAT-0085 | SUB-0445 | 2955 | IMME size/duty mark — 185mm | 36.1729 | Internal Submains Cabling |  | STANDARD | ACTIVE | BC-0026
QSOR-0002426 | DISC-ELEC | CAT-0085 | SUB-0445 | 2956 | IMME size/duty mark — 240mm | 44.9692 | Internal Submains Cabling |  | STANDARD | ACTIVE | BC-0026
QSOR-0002427 | DISC-ELEC | CAT-0085 | SUB-0445 | 2957 | IMME size/duty mark — 300mm | 53.7484 | Internal Submains Cabling |  | STANDARD | ACTIVE | BC-0026
QSOR-0002428 | DISC-ELEC | CAT-0085 | SUB-0445 | 2958 | IMME size/duty mark — 400mm | 68.0624 | Internal Submains Cabling |  | STANDARD | ACTIVE | BC-0026
QSOR-0002429 | DISC-ELEC | CAT-0085 | SUB-0445 | 2959 | IMME size/duty mark — 500mm | 84.4368 | Internal Submains Cabling |  | STANDARD | ACTIVE | BC-0026
QSOR-0002430 | DISC-ELEC | CAT-0085 | SUB-0445 | 2960 | IMME size/duty mark — 630mm | 105.628 | Internal Submains Cabling |  | STANDARD | ACTIVE | BC-0026
QSOR-0002431 | DISC-ELEC | CAT-0085 | SUB-0446 | 2962 | IMME size/duty mark — 1.5mm | 5.0572 | Internal Submains Cabling |  | STANDARD | ACTIVE | BC-0026
QSOR-0002432 | DISC-ELEC | CAT-0085 | SUB-0446 | 2963 | IMME size/duty mark — 2.5mm | 5.4354 | Internal Submains Cabling |  | STANDARD | ACTIVE | BC-0026
QSOR-0002433 | DISC-ELEC | CAT-0085 | SUB-0446 | 2964 | IMME size/duty mark — 4mm | 6.0384 | Internal Submains Cabling |  | STANDARD | ACTIVE | BC-0026
QSOR-0002434 | DISC-ELEC | CAT-0085 | SUB-0446 | 2965 | IMME size/duty mark — 6mm | 7.4121 | Internal Submains Cabling |  | STANDARD | ACTIVE | BC-0026
QSOR-0002435 | DISC-ELEC | CAT-0085 | SUB-0446 | 2966 | IMME size/duty mark — 10mm | 9.3865 | Internal Submains Cabling |  | STANDARD | ACTIVE | BC-0026
QSOR-0002436 | DISC-ELEC | CAT-0085 | SUB-0446 | 2967 | IMME size/duty mark — 16mm | 11.3209 | Internal Submains Cabling |  | STANDARD | ACTIVE | BC-0026
QSOR-0002437 | DISC-ELEC | CAT-0085 | SUB-0446 | 2968 | IMME size/duty mark — 25mm | 15.0055 | Internal Submains Cabling |  | STANDARD | ACTIVE | BC-0026
QSOR-0002438 | DISC-ELEC | CAT-0085 | SUB-0446 | 2969 | IMME size/duty mark — 35mm | 18.0559 | Internal Submains Cabling |  | STANDARD | ACTIVE | BC-0026
QSOR-0002439 | DISC-ELEC | CAT-0085 | SUB-0446 | 2970 | IMME size/duty mark — 50mm | 21.7651 | Internal Submains Cabling |  | STANDARD | ACTIVE | BC-0026
QSOR-0002440 | DISC-ELEC | CAT-0085 | SUB-0446 | 2971 | IMME size/duty mark — 70mm | 26.8236 | Internal Submains Cabling |  | STANDARD | ACTIVE | BC-0026
QSOR-0002441 | DISC-ELEC | CAT-0085 | SUB-0446 | 2972 | IMME size/duty mark — 95mm | 35.0725 | Internal Submains Cabling |  | STANDARD | ACTIVE | BC-0026
QSOR-0002442 | DISC-ELEC | CAT-0085 | SUB-0446 | 2973 | IMME size/duty mark — 120mm | 42.2525 | Internal Submains Cabling |  | STANDARD | ACTIVE | BC-0026
QSOR-0002443 | DISC-ELEC | CAT-0085 | SUB-0446 | 2974 | IMME size/duty mark — 150mm | 50.2766 | Internal Submains Cabling |  | STANDARD | ACTIVE | BC-0026
QSOR-0002444 | DISC-ELEC | CAT-0085 | SUB-0446 | 2975 | IMME size/duty mark — 185mm | 62.2884 | Internal Submains Cabling |  | STANDARD | ACTIVE | BC-0026
QSOR-0002445 | DISC-ELEC | CAT-0085 | SUB-0446 | 2976 | IMME size/duty mark — 240mm | 76.7245 | Internal Submains Cabling |  | STANDARD | ACTIVE | BC-0026
QSOR-0002446 | DISC-ELEC | CAT-0085 | SUB-0446 | 2977 | IMME size/duty mark — 300mm | 97.4666 | Internal Submains Cabling |  | STANDARD | ACTIVE | BC-0026
QSOR-0002447 | DISC-ELEC | CAT-0085 | SUB-0447 | 2979 | IMME size/duty mark — 1.5mm | 5.6452 | Internal Submains Cabling |  | STANDARD | ACTIVE | BC-0026
QSOR-0002448 | DISC-ELEC | CAT-0085 | SUB-0447 | 2980 | IMME size/duty mark — 2.5mm | 5.608 | Internal Submains Cabling |  | STANDARD | ACTIVE | BC-0026
QSOR-0002449 | DISC-ELEC | CAT-0085 | SUB-0447 | 2981 | IMME size/duty mark — 4mm | 7.9869 | Internal Submains Cabling |  | STANDARD | ACTIVE | BC-0026
QSOR-0002450 | DISC-ELEC | CAT-0085 | SUB-0447 | 2982 | IMME size/duty mark — 6mm | 9.4533 | Internal Submains Cabling |  | STANDARD | ACTIVE | BC-0026
QSOR-0002451 | DISC-ELEC | CAT-0085 | SUB-0447 | 2983 | IMME size/duty mark — 10mm | 10.922 | Internal Submains Cabling |  | STANDARD | ACTIVE | BC-0026
QSOR-0002452 | DISC-ELEC | CAT-0085 | SUB-0447 | 2984 | IMME size/duty mark — 16mm | 13.4343 | Internal Submains Cabling |  | STANDARD | ACTIVE | BC-0026
QSOR-0002453 | DISC-ELEC | CAT-0085 | SUB-0447 | 2985 | IMME size/duty mark — 25mm | 18.788 | Internal Submains Cabling |  | STANDARD | ACTIVE | BC-0026
QSOR-0002454 | DISC-ELEC | CAT-0085 | SUB-0447 | 2986 | IMME size/duty mark — 35mm | 22.3658 | Internal Submains Cabling |  | STANDARD | ACTIVE | BC-0026
QSOR-0002455 | DISC-ELEC | CAT-0085 | SUB-0447 | 2987 | IMME size/duty mark — 50mm | 28.5035 | Internal Submains Cabling |  | STANDARD | ACTIVE | BC-0026
QSOR-0002456 | DISC-ELEC | CAT-0085 | SUB-0447 | 2988 | IMME size/duty mark — 70mm | 37.2562 | Internal Submains Cabling |  | STANDARD | ACTIVE | BC-0026
QSOR-0002457 | DISC-ELEC | CAT-0085 | SUB-0447 | 2989 | IMME size/duty mark — 95mm | 47.839 | Internal Submains Cabling |  | STANDARD | ACTIVE | BC-0026
QSOR-0002458 | DISC-ELEC | CAT-0085 | SUB-0447 | 2990 | IMME size/duty mark — 120mm | 56.896 | Internal Submains Cabling |  | STANDARD | ACTIVE | BC-0026
QSOR-0002459 | DISC-ELEC | CAT-0085 | SUB-0447 | 2991 | IMME size/duty mark — 150mm | 73.5273 | Internal Submains Cabling |  | STANDARD | ACTIVE | BC-0026
QSOR-0002460 | DISC-ELEC | CAT-0085 | SUB-0447 | 2992 | IMME size/duty mark — 185mm | 85.0148 | Internal Submains Cabling |  | STANDARD | ACTIVE | BC-0026
QSOR-0002461 | DISC-ELEC | CAT-0085 | SUB-0447 | 2993 | IMME size/duty mark — 240mm | 107.4184 | Internal Submains Cabling |  | STANDARD | ACTIVE | BC-0026
QSOR-0002462 | DISC-ELEC | CAT-0085 | SUB-0447 | 2994 | IMME size/duty mark — 300mm | 131.9541 | Internal Submains Cabling |  | STANDARD | ACTIVE | BC-0026
QSOR-0002463 | DISC-ELEC | CAT-0085 | SUB-0448 | 2996 | IMME size/duty mark — 1.5mm | 6.0206 | Internal Submains Cabling |  | STANDARD | ACTIVE | BC-0026
QSOR-0002464 | DISC-ELEC | CAT-0085 | SUB-0448 | 2997 | IMME size/duty mark — 2.5mm | 7.0352 | Internal Submains Cabling |  | STANDARD | ACTIVE | BC-0026
QSOR-0002465 | DISC-ELEC | CAT-0085 | SUB-0448 | 2998 | IMME size/duty mark — 4mm | 8.0994 | Internal Submains Cabling |  | STANDARD | ACTIVE | BC-0026
QSOR-0002466 | DISC-ELEC | CAT-0085 | SUB-0448 | 2999 | IMME size/duty mark — 6mm | 9.9564 | Internal Submains Cabling |  | STANDARD | ACTIVE | BC-0026
QSOR-0002467 | DISC-ELEC | CAT-0085 | SUB-0448 | 3000 | IMME size/duty mark — 10mm | 12.4588 | Internal Submains Cabling |  | STANDARD | ACTIVE | BC-0026
QSOR-0002468 | DISC-ELEC | CAT-0085 | SUB-0448 | 3001 | IMME size/duty mark — 16mm | 16.1086 | Internal Submains Cabling |  | STANDARD | ACTIVE | BC-0026
QSOR-0002469 | DISC-ELEC | CAT-0085 | SUB-0448 | 3002 | IMME size/duty mark — 25mm | 21.3603 | Internal Submains Cabling |  | STANDARD | ACTIVE | BC-0026
QSOR-0002470 | DISC-ELEC | CAT-0085 | SUB-0448 | 3003 | IMME size/duty mark — 35mm | 26.2115 | Internal Submains Cabling |  | STANDARD | ACTIVE | BC-0026
QSOR-0002471 | DISC-ELEC | CAT-0085 | SUB-0448 | 3004 | IMME size/duty mark — 50mm | 32.2341 | Internal Submains Cabling |  | STANDARD | ACTIVE | BC-0026
QSOR-0002472 | DISC-ELEC | CAT-0085 | SUB-0448 | 3005 | IMME size/duty mark — 70mm | 45.7456 | Internal Submains Cabling |  | STANDARD | ACTIVE | BC-0026
QSOR-0002473 | DISC-ELEC | CAT-0085 | SUB-0448 | 3006 | IMME size/duty mark — 95mm | 59.1833 | Internal Submains Cabling |  | STANDARD | ACTIVE | BC-0026
QSOR-0002474 | DISC-ELEC | CAT-0085 | SUB-0448 | 3007 | IMME size/duty mark — 120mm | 68.1135 | Internal Submains Cabling |  | STANDARD | ACTIVE | BC-0026
QSOR-0002475 | DISC-ELEC | CAT-0085 | SUB-0448 | 3008 | IMME size/duty mark — 150mm | 92.4369 | Internal Submains Cabling |  | STANDARD | ACTIVE | BC-0026
QSOR-0002476 | DISC-ELEC | CAT-0085 | SUB-0448 | 3009 | IMME size/duty mark — 185mm | 108.1388 | Internal Submains Cabling |  | STANDARD | ACTIVE | BC-0026
QSOR-0002477 | DISC-ELEC | CAT-0085 | SUB-0448 | 3010 | IMME size/duty mark — 240mm | 127.6701 | Internal Submains Cabling |  | STANDARD | ACTIVE | BC-0026
QSOR-0002478 | DISC-ELEC | CAT-0085 | SUB-0448 | 3011 | IMME size/duty mark — 300mm | 165.4003 | Internal Submains Cabling |  | STANDARD | ACTIVE | BC-0026
QSOR-0002479 | DISC-ELEC | CAT-0086 | SUB-0449 | 3014 | IMME size/duty mark — 25mm | 18.7332 | Internal Submains Cabling |  | STANDARD | ACTIVE | BC-0026
QSOR-0002480 | DISC-ELEC | CAT-0086 | SUB-0449 | 3015 | IMME size/duty mark — 35mm | 21.3722 | Internal Submains Cabling |  | STANDARD | ACTIVE | BC-0026
QSOR-0002481 | DISC-ELEC | CAT-0086 | SUB-0449 | 3016 | IMME size/duty mark — 50mm | 22.9465 | Internal Submains Cabling |  | STANDARD | ACTIVE | BC-0026
QSOR-0002482 | DISC-ELEC | CAT-0086 | SUB-0449 | 3017 | IMME size/duty mark — 70mm | 30.0177 | Internal Submains Cabling |  | STANDARD | ACTIVE | BC-0026
QSOR-0002483 | DISC-ELEC | CAT-0086 | SUB-0449 | 3018 | IMME size/duty mark — 95mm | 36.8558 | Internal Submains Cabling |  | STANDARD | ACTIVE | BC-0026
QSOR-0002484 | DISC-ELEC | CAT-0086 | SUB-0449 | 3019 | IMME size/duty mark — 120mm | 41.7079 | Internal Submains Cabling |  | STANDARD | ACTIVE | BC-0026
QSOR-0002485 | DISC-ELEC | CAT-0086 | SUB-0449 | 3020 | IMME size/duty mark — 150mm | 47.3435 | Internal Submains Cabling |  | STANDARD | ACTIVE | BC-0026
QSOR-0002486 | DISC-ELEC | CAT-0086 | SUB-0449 | 3021 | IMME size/duty mark — 185mm | 54.523 | Internal Submains Cabling |  | STANDARD | ACTIVE | BC-0026
QSOR-0002487 | DISC-ELEC | CAT-0086 | SUB-0449 | 3022 | IMME size/duty mark — 240mm | 65.9624 | Internal Submains Cabling |  | STANDARD | ACTIVE | BC-0026
QSOR-0002488 | DISC-ELEC | CAT-0086 | SUB-0449 | 3023 | IMME size/duty mark — 300mm | 76.2132 | Internal Submains Cabling |  | STANDARD | ACTIVE | BC-0026
QSOR-0002489 | DISC-ELEC | CAT-0086 | SUB-0449 | 3024 | IMME size/duty mark — 400mm | 92.7741 | Internal Submains Cabling |  | STANDARD | ACTIVE | BC-0026
QSOR-0002490 | DISC-ELEC | CAT-0086 | SUB-0449 | 3025 | IMME size/duty mark — 500mm | 109.2476 | Internal Submains Cabling |  | STANDARD | ACTIVE | BC-0026
QSOR-0002491 | DISC-ELEC | CAT-0086 | SUB-0449 | 3026 | IMME size/duty mark — 630mm | 134.7265 | Internal Submains Cabling |  | STANDARD | ACTIVE | BC-0026
QSOR-0002492 | DISC-ELEC | CAT-0086 | SUB-0449 | 3027 | IMME size/duty mark — 800mm | 133.0985 | Internal Submains Cabling |  | STANDARD | ACTIVE | BC-0026
QSOR-0002493 | DISC-ELEC | CAT-0086 | SUB-0449 | 3028 | IMME size/duty mark — 1000mm | 163.7041 | Internal Submains Cabling |  | STANDARD | ACTIVE | BC-0026
QSOR-0002494 | DISC-ELEC | CAT-0086 | SUB-0450 | 3030 | IMME size/duty mark — 1.5mm | 11.2848 | Internal Submains Cabling |  | STANDARD | ACTIVE | BC-0026
QSOR-0002495 | DISC-ELEC | CAT-0086 | SUB-0450 | 3031 | IMME size/duty mark — 2.5mm | 11.5518 | Internal Submains Cabling |  | STANDARD | ACTIVE | BC-0026
QSOR-0002496 | DISC-ELEC | CAT-0086 | SUB-0450 | 3032 | IMME size/duty mark — 4.0mm | 12.5133 | Internal Submains Cabling |  | STANDARD | ACTIVE | BC-0026
QSOR-0002497 | DISC-ELEC | CAT-0086 | SUB-0450 | 3033 | IMME size/duty mark — 6.0mm | 13.6364 | Internal Submains Cabling |  | STANDARD | ACTIVE | BC-0026
QSOR-0002498 | DISC-ELEC | CAT-0086 | SUB-0450 | 3034 | IMME size/duty mark — 10.0mm | 15.9187 | Internal Submains Cabling |  | STANDARD | ACTIVE | BC-0026
QSOR-0002499 | DISC-ELEC | CAT-0086 | SUB-0450 | 3035 | IMME size/duty mark — 16.0mm | 18.257 | Internal Submains Cabling |  | STANDARD | ACTIVE | BC-0026
QSOR-0002500 | DISC-ELEC | CAT-0086 | SUB-0450 | 3036 | IMME size/duty mark — 25mm | 24.5065 | Internal Submains Cabling |  | STANDARD | ACTIVE | BC-0026
QSOR-0002501 | DISC-ELEC | CAT-0086 | SUB-0450 | 3037 | IMME size/duty mark — 35mm | 27.6957 | Internal Submains Cabling |  | STANDARD | ACTIVE | BC-0026
QSOR-0002502 | DISC-ELEC | CAT-0086 | SUB-0450 | 3038 | IMME size/duty mark — 50mm | 31.0775 | Internal Submains Cabling |  | STANDARD | ACTIVE | BC-0026
QSOR-0002503 | DISC-ELEC | CAT-0086 | SUB-0450 | 3039 | IMME size/duty mark — 70mm | 35.9652 | Internal Submains Cabling |  | STANDARD | ACTIVE | BC-0026
QSOR-0002504 | DISC-ELEC | CAT-0086 | SUB-0450 | 3040 | IMME size/duty mark — 95mm | 44.0653 | Internal Submains Cabling |  | STANDARD | ACTIVE | BC-0026
QSOR-0002505 | DISC-ELEC | CAT-0086 | SUB-0450 | 3041 | IMME size/duty mark — 120mm | 52.7487 | Internal Submains Cabling |  | STANDARD | ACTIVE | BC-0026
QSOR-0002506 | DISC-ELEC | CAT-0086 | SUB-0450 | 3042 | IMME size/duty mark — 150mm | 61.6849 | Internal Submains Cabling |  | STANDARD | ACTIVE | BC-0026
QSOR-0002507 | DISC-ELEC | CAT-0086 | SUB-0450 | 3043 | IMME size/duty mark — 185mm | 77.0495 | Internal Submains Cabling |  | STANDARD | ACTIVE | BC-0026
QSOR-0002508 | DISC-ELEC | CAT-0086 | SUB-0450 | 3044 | IMME size/duty mark — 240mm | 94.3776 | Internal Submains Cabling |  | STANDARD | ACTIVE | BC-0026
QSOR-0002509 | DISC-ELEC | CAT-0086 | SUB-0450 | 3045 | IMME size/duty mark — 300mm | 116.1165 | Internal Submains Cabling |  | STANDARD | ACTIVE | BC-0026
QSOR-0002510 | DISC-ELEC | CAT-0086 | SUB-0451 | 3047 | IMME size/duty mark — 1.5mm | 11.4431 | Internal Submains Cabling |  | STANDARD | ACTIVE | BC-0026
QSOR-0002511 | DISC-ELEC | CAT-0086 | SUB-0451 | 3048 | IMME size/duty mark — 2.5mm | 12.3318 | Internal Submains Cabling |  | STANDARD | ACTIVE | BC-0026
QSOR-0002512 | DISC-ELEC | CAT-0086 | SUB-0451 | 3049 | IMME size/duty mark — 4.0mm | 13.4305 | Internal Submains Cabling |  | STANDARD | ACTIVE | BC-0026
QSOR-0002513 | DISC-ELEC | CAT-0086 | SUB-0451 | 3050 | IMME size/duty mark — 6.0mm | 14.3014 | Internal Submains Cabling |  | STANDARD | ACTIVE | BC-0026
QSOR-0002514 | DISC-ELEC | CAT-0086 | SUB-0451 | 3051 | IMME size/duty mark — 10.0mm | 17.7643 | Internal Submains Cabling |  | STANDARD | ACTIVE | BC-0026
QSOR-0002515 | DISC-ELEC | CAT-0086 | SUB-0451 | 3052 | IMME size/duty mark — 16.0mm | 20.7371 | Internal Submains Cabling |  | STANDARD | ACTIVE | BC-0026
QSOR-0002516 | DISC-ELEC | CAT-0086 | SUB-0451 | 3053 | IMME size/duty mark — 25mm | 28.5964 | Internal Submains Cabling |  | STANDARD | ACTIVE | BC-0026
QSOR-0002517 | DISC-ELEC | CAT-0086 | SUB-0451 | 3054 | IMME size/duty mark — 35mm | 33.1845 | Internal Submains Cabling |  | STANDARD | ACTIVE | BC-0026
QSOR-0002518 | DISC-ELEC | CAT-0086 | SUB-0451 | 3055 | IMME size/duty mark — 50mm | 39.0721 | Internal Submains Cabling |  | STANDARD | ACTIVE | BC-0026
QSOR-0002519 | DISC-ELEC | CAT-0086 | SUB-0451 | 3056 | IMME size/duty mark — 70mm | 46.2221 | Internal Submains Cabling |  | STANDARD | ACTIVE | BC-0026
QSOR-0002520 | DISC-ELEC | CAT-0086 | SUB-0451 | 3057 | IMME size/duty mark — 95mm | 57.602 | Internal Submains Cabling |  | STANDARD | ACTIVE | BC-0026
QSOR-0002521 | DISC-ELEC | CAT-0086 | SUB-0451 | 3058 | IMME size/duty mark — 120mm | 70.6386 | Internal Submains Cabling |  | STANDARD | ACTIVE | BC-0026
QSOR-0002522 | DISC-ELEC | CAT-0086 | SUB-0451 | 3059 | IMME size/duty mark — 150mm | 86.2929 | Internal Submains Cabling |  | STANDARD | ACTIVE | BC-0026
QSOR-0002523 | DISC-ELEC | CAT-0086 | SUB-0451 | 3060 | IMME size/duty mark — 185mm | 100.8619 | Internal Submains Cabling |  | STANDARD | ACTIVE | BC-0026
QSOR-0002524 | DISC-ELEC | CAT-0086 | SUB-0451 | 3061 | IMME size/duty mark — 240mm | 125.5158 | Internal Submains Cabling |  | STANDARD | ACTIVE | BC-0026
QSOR-0002525 | DISC-ELEC | CAT-0086 | SUB-0451 | 3062 | IMME size/duty mark — 300mm | 153.215 | Internal Submains Cabling |  | STANDARD | ACTIVE | BC-0026
QSOR-0002526 | DISC-ELEC | CAT-0086 | SUB-0451 | 3063 | IMME size/duty mark — 400mm | 154.4394 | Internal Submains Cabling |  | STANDARD | ACTIVE | BC-0026
QSOR-0002527 | DISC-ELEC | CAT-0086 | SUB-0452 | 3065 | IMME size/duty mark — 1.5mm | 12.1258 | Internal Submains Cabling |  | STANDARD | ACTIVE | BC-0026
QSOR-0002528 | DISC-ELEC | CAT-0086 | SUB-0452 | 3066 | IMME size/duty mark — 2.5mm | 13.1846 | Internal Submains Cabling |  | STANDARD | ACTIVE | BC-0026
QSOR-0002529 | DISC-ELEC | CAT-0086 | SUB-0452 | 3067 | IMME size/duty mark — 4.0mm | 14.1234 | Internal Submains Cabling |  | STANDARD | ACTIVE | BC-0026
QSOR-0002530 | DISC-ELEC | CAT-0086 | SUB-0452 | 3068 | IMME size/duty mark — 6.0mm | 16.2163 | Internal Submains Cabling |  | STANDARD | ACTIVE | BC-0026
QSOR-0002531 | DISC-ELEC | CAT-0086 | SUB-0452 | 3069 | IMME size/duty mark — 10.0mm | 19.9937 | Internal Submains Cabling |  | STANDARD | ACTIVE | BC-0026
QSOR-0002532 | DISC-ELEC | CAT-0086 | SUB-0452 | 3070 | IMME size/duty mark — 16.0mm | 23.3645 | Internal Submains Cabling |  | STANDARD | ACTIVE | BC-0026
QSOR-0002533 | DISC-ELEC | CAT-0086 | SUB-0452 | 3071 | IMME size/duty mark — 25mm | 32.5415 | Internal Submains Cabling |  | STANDARD | ACTIVE | BC-0026
QSOR-0002534 | DISC-ELEC | CAT-0086 | SUB-0452 | 3072 | IMME size/duty mark — 35mm | 37.6179 | Internal Submains Cabling |  | STANDARD | ACTIVE | BC-0026
QSOR-0002535 | DISC-ELEC | CAT-0086 | SUB-0452 | 3073 | IMME size/duty mark — 50mm | 44.3006 | Internal Submains Cabling |  | STANDARD | ACTIVE | BC-0026
QSOR-0002536 | DISC-ELEC | CAT-0086 | SUB-0452 | 3074 | IMME size/duty mark — 70mm | 56.2423 | Internal Submains Cabling |  | STANDARD | ACTIVE | BC-0026
QSOR-0002537 | DISC-ELEC | CAT-0086 | SUB-0452 | 3075 | IMME size/duty mark — 95mm | 71.3098 | Internal Submains Cabling |  | STANDARD | ACTIVE | BC-0026
QSOR-0002538 | DISC-ELEC | CAT-0086 | SUB-0452 | 3076 | IMME size/duty mark — 120mm | 85.7551 | Internal Submains Cabling |  | STANDARD | ACTIVE | BC-0026
QSOR-0002539 | DISC-ELEC | CAT-0086 | SUB-0452 | 3077 | IMME size/duty mark — 150mm | 103.1445 | Internal Submains Cabling |  | STANDARD | ACTIVE | BC-0026
QSOR-0002540 | DISC-ELEC | CAT-0086 | SUB-0452 | 3078 | IMME size/duty mark — 185mm | 125.056 | Internal Submains Cabling |  | STANDARD | ACTIVE | BC-0026
QSOR-0002541 | DISC-ELEC | CAT-0086 | SUB-0452 | 3079 | IMME size/duty mark — 240mm | 156.1903 | Internal Submains Cabling |  | STANDARD | ACTIVE | BC-0026
QSOR-0002542 | DISC-ELEC | CAT-0086 | SUB-0452 | 3080 | IMME size/duty mark — 300mm | 190.8897 | Internal Submains Cabling |  | STANDARD | ACTIVE | BC-0026
QSOR-0002543 | DISC-ELEC | CAT-0087 | SUB-0453 | 3083 | IMME size/duty mark — 50mm | 16.9565 | Internal Submains Cabling |  | STANDARD | ACTIVE | BC-0026
QSOR-0002544 | DISC-ELEC | CAT-0087 | SUB-0453 | 3084 | IMME size/duty mark — 70mm | 20.4917 | Internal Submains Cabling |  | STANDARD | ACTIVE | BC-0026
QSOR-0002545 | DISC-ELEC | CAT-0087 | SUB-0453 | 3085 | IMME size/duty mark — 95mm | 24.5441 | Internal Submains Cabling |  | STANDARD | ACTIVE | BC-0026
QSOR-0002546 | DISC-ELEC | CAT-0087 | SUB-0453 | 3086 | IMME size/duty mark — 120mm | 28.3238 | Internal Submains Cabling |  | STANDARD | ACTIVE | BC-0026
QSOR-0002547 | DISC-ELEC | CAT-0087 | SUB-0453 | 3087 | IMME size/duty mark — 150mm | 32.9887 | Internal Submains Cabling |  | STANDARD | ACTIVE | BC-0026
QSOR-0002548 | DISC-ELEC | CAT-0087 | SUB-0453 | 3088 | IMME size/duty mark — 185mm | 38.0815 | Internal Submains Cabling |  | STANDARD | ACTIVE | BC-0026
QSOR-0002549 | DISC-ELEC | CAT-0087 | SUB-0453 | 3089 | IMME size/duty mark — 240mm | 47.5039 | Internal Submains Cabling |  | STANDARD | ACTIVE | BC-0026
QSOR-0002550 | DISC-ELEC | CAT-0087 | SUB-0453 | 3090 | IMME size/duty mark — 300mm | 55.2793 | Internal Submains Cabling |  | STANDARD | ACTIVE | BC-0026
QSOR-0002551 | DISC-ELEC | CAT-0087 | SUB-0453 | 3091 | IMME size/duty mark — 400mm | 68.3206 | Internal Submains Cabling |  | STANDARD | ACTIVE | BC-0026
QSOR-0002552 | DISC-ELEC | CAT-0087 | SUB-0453 | 3092 | IMME size/duty mark — 500mm | 84.1773 | Internal Submains Cabling |  | STANDARD | ACTIVE | BC-0026
QSOR-0002553 | DISC-ELEC | CAT-0087 | SUB-0453 | 3093 | IMME size/duty mark — 630mm | 105.4733 | Internal Submains Cabling |  | STANDARD | ACTIVE | BC-0026
QSOR-0002554 | DISC-ELEC | CAT-0087 | SUB-0453 | 3094 | IMME size/duty mark — 800mm | 129.9749 | Internal Submains Cabling |  | STANDARD | ACTIVE | BC-0026
QSOR-0002555 | DISC-ELEC | CAT-0087 | SUB-0453 | 3095 | IMME size/duty mark — 1000mm | 155.6222 | Internal Submains Cabling |  | STANDARD | ACTIVE | BC-0026
QSOR-0002556 | DISC-ELEC | CAT-0087 | SUB-0454 | 3097 | IMME size/duty mark — 1.5mm | 6.5683 | Internal Submains Cabling |  | STANDARD | ACTIVE | BC-0026
QSOR-0002557 | DISC-ELEC | CAT-0087 | SUB-0454 | 3098 | IMME size/duty mark — 2.5mm | 6.8603 | Internal Submains Cabling |  | STANDARD | ACTIVE | BC-0026
QSOR-0002558 | DISC-ELEC | CAT-0087 | SUB-0454 | 3099 | IMME size/duty mark — 4mm | 8.0203 | Internal Submains Cabling |  | STANDARD | ACTIVE | BC-0026
QSOR-0002559 | DISC-ELEC | CAT-0087 | SUB-0454 | 3100 | IMME size/duty mark — 6mm | 8.869 | Internal Submains Cabling |  | STANDARD | ACTIVE | BC-0026
QSOR-0002560 | DISC-ELEC | CAT-0087 | SUB-0454 | 3101 | IMME size/duty mark — 10mm | 11.3019 | Internal Submains Cabling |  | STANDARD | ACTIVE | BC-0026
QSOR-0002561 | DISC-ELEC | CAT-0087 | SUB-0454 | 3102 | IMME size/duty mark — 16mm | 12.6546 | Internal Submains Cabling |  | STANDARD | ACTIVE | BC-0026
QSOR-0002562 | DISC-ELEC | CAT-0087 | SUB-0454 | 3103 | IMME size/duty mark — 25mm | 16.7267 | Internal Submains Cabling |  | STANDARD | ACTIVE | BC-0026
QSOR-0002563 | DISC-ELEC | CAT-0087 | SUB-0454 | 3104 | IMME size/duty mark — 35mm | 20.2383 | Internal Submains Cabling |  | STANDARD | ACTIVE | BC-0026
QSOR-0002564 | DISC-ELEC | CAT-0087 | SUB-0454 | 3105 | IMME size/duty mark — 50mm | 23.1828 | Internal Submains Cabling |  | STANDARD | ACTIVE | BC-0026
QSOR-0002565 | DISC-ELEC | CAT-0087 | SUB-0454 | 3106 | IMME size/duty mark — 70mm | 28.8312 | Internal Submains Cabling |  | STANDARD | ACTIVE | BC-0026
QSOR-0002566 | DISC-ELEC | CAT-0087 | SUB-0454 | 3107 | IMME size/duty mark — 95mm | 36.2151 | Internal Submains Cabling |  | STANDARD | ACTIVE | BC-0026
QSOR-0002567 | DISC-ELEC | CAT-0087 | SUB-0454 | 3108 | IMME size/duty mark — 120mm | 43.6017 | Internal Submains Cabling |  | STANDARD | ACTIVE | BC-0026
QSOR-0002568 | DISC-ELEC | CAT-0087 | SUB-0454 | 3109 | IMME size/duty mark — 150mm | 51.0235 | Internal Submains Cabling |  | STANDARD | ACTIVE | BC-0026
QSOR-0002569 | DISC-ELEC | CAT-0087 | SUB-0454 | 3110 | IMME size/duty mark — 185mm | 63.1674 | Internal Submains Cabling |  | STANDARD | ACTIVE | BC-0026
QSOR-0002570 | DISC-ELEC | CAT-0087 | SUB-0454 | 3111 | IMME size/duty mark — 240mm | 73.8279 | Internal Submains Cabling |  | STANDARD | ACTIVE | BC-0026
QSOR-0002571 | DISC-ELEC | CAT-0087 | SUB-0454 | 3112 | IMME size/duty mark — 300mm | 80.5423 | Internal Submains Cabling |  | STANDARD | ACTIVE | BC-0026
QSOR-0002572 | DISC-ELEC | CAT-0087 | SUB-0454 | 3113 | IMME size/duty mark — 400mm | 109.8086 | Internal Submains Cabling |  | STANDARD | ACTIVE | BC-0026
QSOR-0002573 | DISC-ELEC | CAT-0087 | SUB-0455 | 3115 | IMME size/duty mark — 1.5mm | 6.999 | Internal Submains Cabling |  | STANDARD | ACTIVE | BC-0026
QSOR-0002574 | DISC-ELEC | CAT-0087 | SUB-0455 | 3116 | IMME size/duty mark — 2.5mm | 7.5541 | Internal Submains Cabling |  | STANDARD | ACTIVE | BC-0026
QSOR-0002575 | DISC-ELEC | CAT-0087 | SUB-0455 | 3117 | IMME size/duty mark — 4mm | 8.8505 | Internal Submains Cabling |  | STANDARD | ACTIVE | BC-0026
QSOR-0002576 | DISC-ELEC | CAT-0087 | SUB-0455 | 3118 | IMME size/duty mark — 6mm | 9.8691 | Internal Submains Cabling |  | STANDARD | ACTIVE | BC-0026
QSOR-0002577 | DISC-ELEC | CAT-0087 | SUB-0455 | 3119 | IMME size/duty mark — 10mm | 13.1059 | Internal Submains Cabling |  | STANDARD | ACTIVE | BC-0026
QSOR-0002578 | DISC-ELEC | CAT-0087 | SUB-0455 | 3120 | IMME size/duty mark — 16mm | 15.6112 | Internal Submains Cabling |  | STANDARD | ACTIVE | BC-0026
QSOR-0002579 | DISC-ELEC | CAT-0087 | SUB-0455 | 3121 | IMME size/duty mark — 25mm | 20.2557 | Internal Submains Cabling |  | STANDARD | ACTIVE | BC-0026
QSOR-0002580 | DISC-ELEC | CAT-0087 | SUB-0455 | 3122 | IMME size/duty mark — 35mm | 23.8247 | Internal Submains Cabling |  | STANDARD | ACTIVE | BC-0026
QSOR-0002581 | DISC-ELEC | CAT-0087 | SUB-0455 | 3123 | IMME size/duty mark — 50mm | 29.675 | Internal Submains Cabling |  | STANDARD | ACTIVE | BC-0026
QSOR-0002582 | DISC-ELEC | CAT-0087 | SUB-0455 | 3124 | IMME size/duty mark — 70mm | 37.7824 | Internal Submains Cabling |  | STANDARD | ACTIVE | BC-0026
QSOR-0002583 | DISC-ELEC | CAT-0087 | SUB-0455 | 3125 | IMME size/duty mark — 95mm | 48.5811 | Internal Submains Cabling |  | STANDARD | ACTIVE | BC-0026
QSOR-0002584 | DISC-ELEC | CAT-0087 | SUB-0455 | 3126 | IMME size/duty mark — 120mm | 57.7558 | Internal Submains Cabling |  | STANDARD | ACTIVE | BC-0026
QSOR-0002585 | DISC-ELEC | CAT-0087 | SUB-0455 | 3127 | IMME size/duty mark — 150mm | 71.3601 | Internal Submains Cabling |  | STANDARD | ACTIVE | BC-0026
QSOR-0002586 | DISC-ELEC | CAT-0087 | SUB-0455 | 3128 | IMME size/duty mark — 185mm | 84.2303 | Internal Submains Cabling |  | STANDARD | ACTIVE | BC-0026
QSOR-0002587 | DISC-ELEC | CAT-0087 | SUB-0455 | 3129 | IMME size/duty mark — 240mm | 105.5059 | Internal Submains Cabling |  | STANDARD | ACTIVE | BC-0026
QSOR-0002588 | DISC-ELEC | CAT-0087 | SUB-0455 | 3130 | IMME size/duty mark — 300mm | 129.2398 | Internal Submains Cabling |  | STANDARD | ACTIVE | BC-0026
QSOR-0002589 | DISC-ELEC | CAT-0087 | SUB-0455 | 3131 | IMME size/duty mark — 400mm | 161.6255 | Internal Submains Cabling |  | STANDARD | ACTIVE | BC-0026
QSOR-0002590 | DISC-ELEC | CAT-0087 | SUB-0456 | 3133 | IMME size/duty mark — 1.5mm | 7.5522 | Internal Submains Cabling |  | STANDARD | ACTIVE | BC-0026
QSOR-0002591 | DISC-ELEC | CAT-0087 | SUB-0456 | 3134 | IMME size/duty mark — 2.5mm | 8.5315 | Internal Submains Cabling |  | STANDARD | ACTIVE | BC-0026
QSOR-0002592 | DISC-ELEC | CAT-0087 | SUB-0456 | 3135 | IMME size/duty mark — 4mm | 8.6987 | Internal Submains Cabling |  | STANDARD | ACTIVE | BC-0026
QSOR-0002593 | DISC-ELEC | CAT-0087 | SUB-0456 | 3136 | IMME size/duty mark — 6mm | 11.0822 | Internal Submains Cabling |  | STANDARD | ACTIVE | BC-0026
QSOR-0002594 | DISC-ELEC | CAT-0087 | SUB-0456 | 3137 | IMME size/duty mark — 10mm | 13.1663 | Internal Submains Cabling |  | STANDARD | ACTIVE | BC-0026
QSOR-0002595 | DISC-ELEC | CAT-0087 | SUB-0456 | 3138 | IMME size/duty mark — 16mm | 16.1123 | Internal Submains Cabling |  | STANDARD | ACTIVE | BC-0026
QSOR-0002596 | DISC-ELEC | CAT-0087 | SUB-0456 | 3139 | IMME size/duty mark — 25mm | 23.2589 | Internal Submains Cabling |  | STANDARD | ACTIVE | BC-0026
QSOR-0002597 | DISC-ELEC | CAT-0087 | SUB-0456 | 3140 | IMME size/duty mark — 35mm | 30.1435 | Internal Submains Cabling |  | STANDARD | ACTIVE | BC-0026
QSOR-0002598 | DISC-ELEC | CAT-0087 | SUB-0456 | 3141 | IMME size/duty mark — 50mm | 37.3004 | Internal Submains Cabling |  | STANDARD | ACTIVE | BC-0026
QSOR-0002599 | DISC-ELEC | CAT-0087 | SUB-0456 | 3142 | IMME size/duty mark — 70mm | 48.448 | Internal Submains Cabling |  | STANDARD | ACTIVE | BC-0026
QSOR-0002600 | DISC-ELEC | CAT-0087 | SUB-0456 | 3143 | IMME size/duty mark — 95mm | 65.139 | Internal Submains Cabling |  | STANDARD | ACTIVE | BC-0026
QSOR-0002601 | DISC-ELEC | CAT-0087 | SUB-0456 | 3144 | IMME size/duty mark — 120mm | 73.6928 | Internal Submains Cabling |  | STANDARD | ACTIVE | BC-0026
QSOR-0002602 | DISC-ELEC | CAT-0087 | SUB-0456 | 3145 | IMME size/duty mark — 150mm | 88.6635 | Internal Submains Cabling |  | STANDARD | ACTIVE | BC-0026
QSOR-0002603 | DISC-ELEC | CAT-0087 | SUB-0456 | 3146 | IMME size/duty mark — 185mm | 106.9699 | Internal Submains Cabling |  | STANDARD | ACTIVE | BC-0026
QSOR-0002604 | DISC-ELEC | CAT-0087 | SUB-0456 | 3147 | IMME size/duty mark — 240mm | 134.7142 | Internal Submains Cabling |  | STANDARD | ACTIVE | BC-0026
QSOR-0002605 | DISC-ELEC | CAT-0087 | SUB-0456 | 3148 | IMME size/duty mark — 300mm | 167.2434 | Internal Submains Cabling |  | STANDARD | ACTIVE | BC-0026
QSOR-0002606 | DISC-ELEC | CAT-0087 | SUB-0456 | 3149 | IMME size/duty mark — 400mm | 203.5362 | Internal Submains Cabling |  | STANDARD | ACTIVE | BC-0026
QSOR-0002607 | DISC-ELEC | CAT-0088 | SUB-0457 | 3152 | IMME size/duty mark — 1.5mm | 8.5396 | Internal Submains Cabling |  | STANDARD | ACTIVE | BC-0026
QSOR-0002608 | DISC-ELEC | CAT-0088 | SUB-0457 | 3153 | IMME size/duty mark — 2.5mm | 8.5532 | Internal Submains Cabling |  | STANDARD | ACTIVE | BC-0026
QSOR-0002609 | DISC-ELEC | CAT-0088 | SUB-0457 | 3154 | IMME size/duty mark — 4.0mm | 13.6694 | Internal Submains Cabling |  | STANDARD | ACTIVE | BC-0026
QSOR-0002610 | DISC-ELEC | CAT-0088 | SUB-0457 | 3155 | IMME size/duty mark — 6.0mm | 18.708 | Internal Submains Cabling |  | STANDARD | ACTIVE | BC-0026
QSOR-0002611 | DISC-ELEC | CAT-0088 | SUB-0457 | 3156 | IMME size/duty mark — 10.0mm | 26.3667 | Internal Submains Cabling |  | STANDARD | ACTIVE | BC-0026
QSOR-0002612 | DISC-ELEC | CAT-0088 | SUB-0457 | 3157 | IMME size/duty mark — 16.0mm | 41.8119 | Internal Submains Cabling |  | STANDARD | ACTIVE | BC-0026
QSOR-0002613 | DISC-ELEC | CAT-0088 | SUB-0457 | 3158 | IMME size/duty mark — 25mm | 77.1365 | Internal Submains Cabling |  | STANDARD | ACTIVE | BC-0026
QSOR-0002614 | DISC-ELEC | CAT-0088 | SUB-0457 | 3159 | IMME size/duty mark — 35mm | 77.131 | Internal Submains Cabling |  | STANDARD | ACTIVE | BC-0026
QSOR-0002615 | DISC-ELEC | CAT-0088 | SUB-0457 | 3160 | IMME size/duty mark — 50mm | 77.2053 | Internal Submains Cabling |  | STANDARD | ACTIVE | BC-0026
QSOR-0002616 | DISC-ELEC | CAT-0088 | SUB-0457 | 3161 | IMME size/duty mark — 70mm | 77.1252 | Internal Submains Cabling |  | STANDARD | ACTIVE | BC-0026
QSOR-0002617 | DISC-ELEC | CAT-0088 | SUB-0457 | 3162 | IMME size/duty mark — 95mm | 77.3808 | Internal Submains Cabling |  | STANDARD | ACTIVE | BC-0026
QSOR-0002618 | DISC-ELEC | CAT-0088 | SUB-0457 | 3163 | IMME size/duty mark — 120mm | 128.6462 | Internal Submains Cabling |  | STANDARD | ACTIVE | BC-0026
QSOR-0002619 | DISC-ELEC | CAT-0088 | SUB-0457 | 3164 | IMME size/duty mark — 150mm | 128.5958 | Internal Submains Cabling |  | STANDARD | ACTIVE | BC-0026
QSOR-0002620 | DISC-ELEC | CAT-0088 | SUB-0457 | 3165 | IMME size/duty mark — 185mm | 127.8469 | Internal Submains Cabling |  | STANDARD | ACTIVE | BC-0026
QSOR-0002621 | DISC-ELEC | CAT-0088 | SUB-0457 | 3166 | IMME size/duty mark — 240mm | 204.5891 | Internal Submains Cabling |  | STANDARD | ACTIVE | BC-0026
QSOR-0002622 | DISC-ELEC | CAT-0088 | SUB-0457 | 3167 | IMME size/duty mark — 300mm | 245.008 | Internal Submains Cabling |  | STANDARD | ACTIVE | BC-0026
QSOR-0002623 | DISC-ELEC | CAT-0088 | SUB-0457 | 3168 | IMME size/duty mark — 400mm | 293.9819 | Internal Submains Cabling |  | STANDARD | ACTIVE | BC-0026
QSOR-0002624 | DISC-ELEC | CAT-0088 | SUB-0457 | 3169 | IMME size/duty mark — 500mm | 353.6258 | Internal Submains Cabling |  | STANDARD | ACTIVE | BC-0026
QSOR-0002625 | DISC-ELEC | CAT-0088 | SUB-0457 | 3170 | IMME size/duty mark — 630mm | 420.5469 | Internal Submains Cabling |  | STANDARD | ACTIVE | BC-0026
QSOR-0002626 | DISC-ELEC | CAT-0088 | SUB-0457 | 3171 | IMME size/duty mark — 800mm | 506.2466 | Internal Submains Cabling |  | STANDARD | ACTIVE | BC-0026
QSOR-0002627 | DISC-ELEC | CAT-0088 | SUB-0457 | 3172 | IMME size/duty mark — 1000mm | 610.073 | Internal Submains Cabling |  | STANDARD | ACTIVE | BC-0026
QSOR-0002628 | DISC-ELEC | CAT-0088 | SUB-0458 | 3174 | IMME size/duty mark — 1.5mm | 10.0808 | Internal Submains Cabling |  | STANDARD | ACTIVE | BC-0026
QSOR-0002629 | DISC-ELEC | CAT-0088 | SUB-0458 | 3175 | IMME size/duty mark — 2.5mm | 10.0583 | Internal Submains Cabling |  | STANDARD | ACTIVE | BC-0026
QSOR-0002630 | DISC-ELEC | CAT-0088 | SUB-0458 | 3176 | IMME size/duty mark — 4.0mm | 16.162 | Internal Submains Cabling |  | STANDARD | ACTIVE | BC-0026
QSOR-0002631 | DISC-ELEC | CAT-0088 | SUB-0458 | 3177 | IMME size/duty mark — 6.0mm | 22.3567 | Internal Submains Cabling |  | STANDARD | ACTIVE | BC-0026
QSOR-0002632 | DISC-ELEC | CAT-0088 | SUB-0458 | 3178 | IMME size/duty mark — 10.0mm | 31.3141 | Internal Submains Cabling |  | STANDARD | ACTIVE | BC-0026
QSOR-0002633 | DISC-ELEC | CAT-0088 | SUB-0458 | 3179 | IMME size/duty mark — 16.0mm | 49.7967 | Internal Submains Cabling |  | STANDARD | ACTIVE | BC-0026
QSOR-0002634 | DISC-ELEC | CAT-0088 | SUB-0458 | 3180 | IMME size/duty mark — 25mm | 92.9271 | Internal Submains Cabling |  | STANDARD | ACTIVE | BC-0026
QSOR-0002635 | DISC-ELEC | CAT-0088 | SUB-0458 | 3181 | IMME size/duty mark — 35mm | 92.9394 | Internal Submains Cabling |  | STANDARD | ACTIVE | BC-0026
QSOR-0002636 | DISC-ELEC | CAT-0088 | SUB-0458 | 3182 | IMME size/duty mark — 50mm | 92.6759 | Internal Submains Cabling |  | STANDARD | ACTIVE | BC-0026
QSOR-0002637 | DISC-ELEC | CAT-0088 | SUB-0458 | 3183 | IMME size/duty mark — 70mm | 92.6692 | Internal Submains Cabling |  | STANDARD | ACTIVE | BC-0026
QSOR-0002638 | DISC-ELEC | CAT-0088 | SUB-0458 | 3184 | IMME size/duty mark — 95mm | 92.651 | Internal Submains Cabling |  | STANDARD | ACTIVE | BC-0026
QSOR-0002639 | DISC-ELEC | CAT-0088 | SUB-0458 | 3185 | IMME size/duty mark — 120mm | 153.7338 | Internal Submains Cabling |  | STANDARD | ACTIVE | BC-0026
QSOR-0002640 | DISC-ELEC | CAT-0088 | SUB-0458 | 3186 | IMME size/duty mark — 150mm | 153.8701 | Internal Submains Cabling |  | STANDARD | ACTIVE | BC-0026
QSOR-0002641 | DISC-ELEC | CAT-0088 | SUB-0458 | 3187 | IMME size/duty mark — 185mm | 153.9456 | Internal Submains Cabling |  | STANDARD | ACTIVE | BC-0026
QSOR-0002642 | DISC-ELEC | CAT-0088 | SUB-0458 | 3188 | IMME size/duty mark — 240mm | 246.2535 | Internal Submains Cabling |  | STANDARD | ACTIVE | BC-0026
QSOR-0002643 | DISC-ELEC | CAT-0088 | SUB-0458 | 3189 | IMME size/duty mark — 300mm | 295.2327 | Internal Submains Cabling |  | STANDARD | ACTIVE | BC-0026
QSOR-0002644 | DISC-ELEC | CAT-0088 | SUB-0458 | 3190 | IMME size/duty mark — 400mm | 352.6469 | Internal Submains Cabling |  | STANDARD | ACTIVE | BC-0026
QSOR-0002645 | DISC-ELEC | CAT-0088 | SUB-0458 | 3191 | IMME size/duty mark — 500mm | 424.138 | Internal Submains Cabling |  | STANDARD | ACTIVE | BC-0026
QSOR-0002646 | DISC-ELEC | CAT-0088 | SUB-0458 | 3192 | IMME size/duty mark — 630mm | 509.8927 | Internal Submains Cabling |  | STANDARD | ACTIVE | BC-0026
QSOR-0002647 | DISC-ELEC | CAT-0088 | SUB-0458 | 3193 | IMME size/duty mark — 800mm | 610.9916 | Internal Submains Cabling |  | STANDARD | ACTIVE | BC-0026
QSOR-0002648 | DISC-ELEC | CAT-0088 | SUB-0458 | 3194 | IMME size/duty mark — 1000mm | 728.7748 | Internal Submains Cabling |  | STANDARD | ACTIVE | BC-0026
QSOR-0002649 | DISC-ELEC | CAT-0088 | SUB-0459 | 3196 | IMME size/duty mark — 1.5mm | 11.8922 | Internal Submains Cabling |  | STANDARD | ACTIVE | BC-0026
QSOR-0002650 | DISC-ELEC | CAT-0088 | SUB-0459 | 3197 | IMME size/duty mark — 2.5mm | 11.9112 | Internal Submains Cabling |  | STANDARD | ACTIVE | BC-0026
QSOR-0002651 | DISC-ELEC | CAT-0088 | SUB-0459 | 3198 | IMME size/duty mark — 4.0mm | 19.316 | Internal Submains Cabling |  | STANDARD | ACTIVE | BC-0026
QSOR-0002652 | DISC-ELEC | CAT-0088 | SUB-0459 | 3199 | IMME size/duty mark — 6.0mm | 26.5416 | Internal Submains Cabling |  | STANDARD | ACTIVE | BC-0026
QSOR-0002653 | DISC-ELEC | CAT-0088 | SUB-0459 | 3200 | IMME size/duty mark — 10.0mm | 37.5511 | Internal Submains Cabling |  | STANDARD | ACTIVE | BC-0026
QSOR-0002654 | DISC-ELEC | CAT-0088 | SUB-0459 | 3201 | IMME size/duty mark — 16.0mm | 59.654 | Internal Submains Cabling |  | STANDARD | ACTIVE | BC-0026
QSOR-0002655 | DISC-ELEC | CAT-0088 | SUB-0459 | 3202 | IMME size/duty mark — 25mm | 111.1941 | Internal Submains Cabling |  | STANDARD | ACTIVE | BC-0026
QSOR-0002656 | DISC-ELEC | CAT-0088 | SUB-0459 | 3203 | IMME size/duty mark — 35mm | 111.0414 | Internal Submains Cabling |  | STANDARD | ACTIVE | BC-0026
QSOR-0002657 | DISC-ELEC | CAT-0088 | SUB-0459 | 3204 | IMME size/duty mark — 50mm | 111.2687 | Internal Submains Cabling |  | STANDARD | ACTIVE | BC-0026
QSOR-0002658 | DISC-ELEC | CAT-0088 | SUB-0459 | 3205 | IMME size/duty mark — 70mm | 111.085 | Internal Submains Cabling |  | STANDARD | ACTIVE | BC-0026
QSOR-0002659 | DISC-ELEC | CAT-0088 | SUB-0459 | 3206 | IMME size/duty mark — 95mm | 110.8201 | Internal Submains Cabling |  | STANDARD | ACTIVE | BC-0026
QSOR-0002660 | DISC-ELEC | CAT-0088 | SUB-0459 | 3207 | IMME size/duty mark — 120mm | 184.3095 | Internal Submains Cabling |  | STANDARD | ACTIVE | BC-0026
QSOR-0002661 | DISC-ELEC | CAT-0088 | SUB-0459 | 3208 | IMME size/duty mark — 150mm | 184.2032 | Internal Submains Cabling |  | STANDARD | ACTIVE | BC-0026
QSOR-0002662 | DISC-ELEC | CAT-0088 | SUB-0459 | 3209 | IMME size/duty mark — 185mm | 184.5779 | Internal Submains Cabling |  | STANDARD | ACTIVE | BC-0026
QSOR-0002663 | DISC-ELEC | CAT-0088 | SUB-0459 | 3210 | IMME size/duty mark — 240mm | 296.591 | Internal Submains Cabling |  | STANDARD | ACTIVE | BC-0026
QSOR-0002664 | DISC-ELEC | CAT-0088 | SUB-0459 | 3211 | IMME size/duty mark — 300mm | 353.1314 | Internal Submains Cabling |  | STANDARD | ACTIVE | BC-0026
QSOR-0002665 | DISC-ELEC | CAT-0088 | SUB-0459 | 3212 | IMME size/duty mark — 400mm | 423.5877 | Internal Submains Cabling |  | STANDARD | ACTIVE | BC-0026
QSOR-0002666 | DISC-ELEC | CAT-0088 | SUB-0459 | 3213 | IMME size/duty mark — 500mm | 506.9741 | Internal Submains Cabling |  | STANDARD | ACTIVE | BC-0026
QSOR-0002667 | DISC-ELEC | CAT-0088 | SUB-0459 | 3214 | IMME size/duty mark — 630mm | 610.8674 | Internal Submains Cabling |  | STANDARD | ACTIVE | BC-0026
QSOR-0002668 | DISC-ELEC | CAT-0088 | SUB-0459 | 3215 | IMME size/duty mark — 800mm | 732.5244 | Internal Submains Cabling |  | STANDARD | ACTIVE | BC-0026
QSOR-0002669 | DISC-ELEC | CAT-0088 | SUB-0459 | 3216 | IMME size/duty mark — 1000mm | 874.4071 | Internal Submains Cabling |  | STANDARD | ACTIVE | BC-0026
QSOR-0002670 | DISC-ELEC | CAT-0088 | SUB-0460 | 3218 | IMME size/duty mark — 1.5mm | 14.0719 | Internal Submains Cabling |  | STANDARD | ACTIVE | BC-0026
QSOR-0002671 | DISC-ELEC | CAT-0088 | SUB-0460 | 3219 | IMME size/duty mark — 2.5mm | 14.132 | Internal Submains Cabling |  | STANDARD | ACTIVE | BC-0026
QSOR-0002672 | DISC-ELEC | CAT-0088 | SUB-0460 | 3220 | IMME size/duty mark — 4.0mm | 22.9517 | Internal Submains Cabling |  | STANDARD | ACTIVE | BC-0026
QSOR-0002673 | DISC-ELEC | CAT-0088 | SUB-0460 | 3221 | IMME size/duty mark — 6.0mm | 31.7642 | Internal Submains Cabling |  | STANDARD | ACTIVE | BC-0026
QSOR-0002674 | DISC-ELEC | CAT-0088 | SUB-0460 | 3222 | IMME size/duty mark — 10.0mm | 45.0857 | Internal Submains Cabling |  | STANDARD | ACTIVE | BC-0026
QSOR-0002675 | DISC-ELEC | CAT-0088 | SUB-0460 | 3223 | IMME size/duty mark — 16.0mm | 71.5313 | Internal Submains Cabling |  | STANDARD | ACTIVE | BC-0026
QSOR-0002676 | DISC-ELEC | CAT-0088 | SUB-0460 | 3224 | IMME size/duty mark — 25mm | 132.9663 | Internal Submains Cabling |  | STANDARD | ACTIVE | BC-0026
QSOR-0002677 | DISC-ELEC | CAT-0088 | SUB-0460 | 3225 | IMME size/duty mark — 35mm | 133.2766 | Internal Submains Cabling |  | STANDARD | ACTIVE | BC-0026
QSOR-0002678 | DISC-ELEC | CAT-0088 | SUB-0460 | 3226 | IMME size/duty mark — 50mm | 132.9252 | Internal Submains Cabling |  | STANDARD | ACTIVE | BC-0026
QSOR-0002679 | DISC-ELEC | CAT-0088 | SUB-0460 | 3227 | IMME size/duty mark — 70mm | 132.9473 | Internal Submains Cabling |  | STANDARD | ACTIVE | BC-0026
QSOR-0002680 | DISC-ELEC | CAT-0088 | SUB-0460 | 3228 | IMME size/duty mark — 95mm | 133.0951 | Internal Submains Cabling |  | STANDARD | ACTIVE | BC-0026
QSOR-0002681 | DISC-ELEC | CAT-0088 | SUB-0460 | 3229 | IMME size/duty mark — 120mm | 221.6537 | Internal Submains Cabling |  | STANDARD | ACTIVE | BC-0026
QSOR-0002682 | DISC-ELEC | CAT-0088 | SUB-0460 | 3230 | IMME size/duty mark — 150mm | 221.105 | Internal Submains Cabling |  | STANDARD | ACTIVE | BC-0026
QSOR-0002683 | DISC-ELEC | CAT-0088 | SUB-0460 | 3231 | IMME size/duty mark — 185mm | 221.2837 | Internal Submains Cabling |  | STANDARD | ACTIVE | BC-0026
QSOR-0002684 | DISC-ELEC | CAT-0088 | SUB-0460 | 3232 | IMME size/duty mark — 240mm | 353.6064 | Internal Submains Cabling |  | STANDARD | ACTIVE | BC-0026
QSOR-0002685 | DISC-ELEC | CAT-0088 | SUB-0460 | 3233 | IMME size/duty mark — 300mm | 423.8436 | Internal Submains Cabling |  | STANDARD | ACTIVE | BC-0026
QSOR-0002686 | DISC-ELEC | CAT-0088 | SUB-0460 | 3234 | IMME size/duty mark — 400mm | 508.1887 | Internal Submains Cabling |  | STANDARD | ACTIVE | BC-0026
QSOR-0002687 | DISC-ELEC | CAT-0088 | SUB-0460 | 3235 | IMME size/duty mark — 500mm | 608.6994 | Internal Submains Cabling |  | STANDARD | ACTIVE | BC-0026
QSOR-0002688 | DISC-ELEC | CAT-0088 | SUB-0460 | 3236 | IMME size/duty mark — 630mm | 732.5383 | Internal Submains Cabling |  | STANDARD | ACTIVE | BC-0026
QSOR-0002689 | DISC-ELEC | CAT-0088 | SUB-0460 | 3237 | IMME size/duty mark — 800mm | 876.2081 | Internal Submains Cabling |  | STANDARD | ACTIVE | BC-0026
QSOR-0002690 | DISC-ELEC | CAT-0088 | SUB-0460 | 3238 | IMME size/duty mark — 1000mm | 1050.2941 | Internal Submains Cabling |  | STANDARD | ACTIVE | BC-0026
QSOR-0002691 | DISC-ELEC | CAT-0089 | SUB-0461 | 3241 | IMME size/duty mark — 1000 amp TP&N | 792.4309 | Busbar / Dedicated Power Systems (Not Cables) |  | STANDARD | ACTIVE | BC-0027
QSOR-0002692 | DISC-ELEC | CAT-0089 | SUB-0461 | 3242 | IMME size/duty mark — 1350 amp TP&N | 955.3505 | Busbar / Dedicated Power Systems (Not Cables) |  | STANDARD | ACTIVE | BC-0027
QSOR-0002693 | DISC-ELEC | CAT-0089 | SUB-0461 | 3243 | IMME size/duty mark — 2000 amp TP&N | 1209.6465 | Busbar / Dedicated Power Systems (Not Cables) |  | STANDARD | ACTIVE | BC-0027
QSOR-0002694 | DISC-ELEC | CAT-0089 | SUB-0461 | 3244 | IMME size/duty mark — 2500 amp TP&N | 1764.2895 | Busbar / Dedicated Power Systems (Not Cables) |  | STANDARD | ACTIVE | BC-0027
QSOR-0002695 | DISC-ELEC | CAT-0089 | SUB-0462 | 3246 | IMME size/duty mark — 1000 amp TP&N | 841.1442 | Busbar / Dedicated Power Systems (Not Cables) |  | STANDARD | ACTIVE | BC-0027
QSOR-0002696 | DISC-ELEC | CAT-0089 | SUB-0462 | 3247 | IMME size/duty mark — 1350 amp TP&N | 906.3322 | Busbar / Dedicated Power Systems (Not Cables) |  | STANDARD | ACTIVE | BC-0027
QSOR-0002697 | DISC-ELEC | CAT-0089 | SUB-0462 | 3248 | IMME size/duty mark — 2000 amp TP&N | 1263.7334 | Busbar / Dedicated Power Systems (Not Cables) |  | STANDARD | ACTIVE | BC-0027
QSOR-0002698 | DISC-ELEC | CAT-0089 | SUB-0462 | 3249 | IMME size/duty mark — 2500 amp TP&N | 1544.8842 | Busbar / Dedicated Power Systems (Not Cables) |  | STANDARD | ACTIVE | BC-0027
QSOR-0002699 | DISC-ELEC | CAT-0089 | SUB-0463 | 3251 | IMME size/duty mark — 1000 amp TP&N | 1640.3581 | Busbar / Dedicated Power Systems (Not Cables) |  | STANDARD | ACTIVE | BC-0027
QSOR-0002700 | DISC-ELEC | CAT-0089 | SUB-0463 | 3252 | IMME size/duty mark — 1350 amp TP&N | 1992.4494 | Busbar / Dedicated Power Systems (Not Cables) |  | STANDARD | ACTIVE | BC-0027
QSOR-0002701 | DISC-ELEC | CAT-0089 | SUB-0463 | 3253 | IMME size/duty mark — 2000 amp TP&N | 3088.7587 | Busbar / Dedicated Power Systems (Not Cables) |  | STANDARD | ACTIVE | BC-0027
QSOR-0002702 | DISC-ELEC | CAT-0089 | SUB-0463 | 3254 | IMME size/duty mark — 2500 amp TP&N | 3497.7495 | Busbar / Dedicated Power Systems (Not Cables) |  | STANDARD | ACTIVE | BC-0027
QSOR-0002703 | DISC-ELEC | CAT-0089 | SUB-0464 | 3256 | IMME size/duty mark — 1000 amp TP&N | 2370.482 | Busbar / Dedicated Power Systems (Not Cables) |  | STANDARD | ACTIVE | BC-0027
QSOR-0002704 | DISC-ELEC | CAT-0089 | SUB-0464 | 3257 | IMME size/duty mark — 1350 amp TP&N | 3006.9243 | Busbar / Dedicated Power Systems (Not Cables) |  | STANDARD | ACTIVE | BC-0027
QSOR-0002705 | DISC-ELEC | CAT-0089 | SUB-0464 | 3258 | IMME size/duty mark — 2000 amp TP&N | 4479.5986 | Busbar / Dedicated Power Systems (Not Cables) |  | STANDARD | ACTIVE | BC-0027
QSOR-0002706 | DISC-ELEC | CAT-0089 | SUB-0464 | 3259 | IMME size/duty mark — 2500 amp TP&N | 5090.9793 | Busbar / Dedicated Power Systems (Not Cables) |  | STANDARD | ACTIVE | BC-0027
QSOR-0002707 | DISC-ELEC | CAT-0089 | SUB-0465 | 3261 | IMME size/duty mark — 18 amp | 1585.5374 | Busbar / Dedicated Power Systems (Not Cables) |  | STANDARD | ACTIVE | BC-0027
QSOR-0002708 | DISC-ELEC | CAT-0089 | SUB-0465 | 3262 | IMME size/duty mark — 32 amp | 1089.039 | Busbar / Dedicated Power Systems (Not Cables) |  | STANDARD | ACTIVE | BC-0027
QSOR-0002709 | DISC-ELEC | CAT-0089 | SUB-0465 | 3263 | IMME size/duty mark — 63 amp | 1107.0917 | Busbar / Dedicated Power Systems (Not Cables) |  | STANDARD | ACTIVE | BC-0027
QSOR-0002710 | DISC-ELEC | CAT-0089 | SUB-0465 | 3264 | IMME size/duty mark — 100 amp | 1354.8805 | Busbar / Dedicated Power Systems (Not Cables) |  | STANDARD | ACTIVE | BC-0027
QSOR-0002711 | DISC-ELEC | CAT-0089 | SUB-0465 | 3265 | IMME size/duty mark — 160 amp | 1538.9649 | Busbar / Dedicated Power Systems (Not Cables) |  | STANDARD | ACTIVE | BC-0027
QSOR-0002712 | DISC-ELEC | CAT-0089 | SUB-0465 | 3266 | IMME size/duty mark — 250 amp | 1992.3074 | Busbar / Dedicated Power Systems (Not Cables) |  | STANDARD | ACTIVE | BC-0027
QSOR-0002713 | DISC-ELEC | CAT-0089 | SUB-0465 | 3267 | IMME size/duty mark — 315 amp | 2345.6879 | Busbar / Dedicated Power Systems (Not Cables) |  | STANDARD | ACTIVE | BC-0027
QSOR-0002714 | DISC-ELEC | CAT-0090 | SUB-0466 | 3270 | IMME size/duty mark — 200 amp TP&N | 377.6212 | Busbar / Dedicated Power Systems (Not Cables) |  | STANDARD | ACTIVE | BC-0027
QSOR-0002715 | DISC-ELEC | CAT-0090 | SUB-0466 | 3271 | IMME size/duty mark — 315 amp TP&N | 411.3751 | Busbar / Dedicated Power Systems (Not Cables) |  | STANDARD | ACTIVE | BC-0027
QSOR-0002716 | DISC-ELEC | CAT-0090 | SUB-0466 | 3272 | IMME size/duty mark — 400 amp TP&N | 463.9339 | Busbar / Dedicated Power Systems (Not Cables) |  | STANDARD | ACTIVE | BC-0027
QSOR-0002717 | DISC-ELEC | CAT-0090 | SUB-0466 | 3273 | IMME size/duty mark — 630 amp TP&N | 565.0005 | Busbar / Dedicated Power Systems (Not Cables) |  | STANDARD | ACTIVE | BC-0027
QSOR-0002718 | DISC-ELEC | CAT-0090 | SUB-0466 | 3274 | IMME size/duty mark — 800 amp TP&N | 815.3616 | Busbar / Dedicated Power Systems (Not Cables) |  | STANDARD | ACTIVE | BC-0027
QSOR-0002719 | DISC-ELEC | CAT-0090 | SUB-0467 | 3276 | IMME size/duty mark — 200 amp TP&N | 685.5602 | Busbar / Dedicated Power Systems (Not Cables) |  | STANDARD | ACTIVE | BC-0027
QSOR-0002720 | DISC-ELEC | CAT-0090 | SUB-0467 | 3277 | IMME size/duty mark — 315 amp TP&N | 693.2271 | Busbar / Dedicated Power Systems (Not Cables) |  | STANDARD | ACTIVE | BC-0027
QSOR-0002721 | DISC-ELEC | CAT-0090 | SUB-0467 | 3278 | IMME size/duty mark — 400 amp TP&N | 761.7784 | Busbar / Dedicated Power Systems (Not Cables) |  | STANDARD | ACTIVE | BC-0027
QSOR-0002722 | DISC-ELEC | CAT-0090 | SUB-0467 | 3279 | IMME size/duty mark — 630 amp TP&N | 799.652 | Busbar / Dedicated Power Systems (Not Cables) |  | STANDARD | ACTIVE | BC-0027
QSOR-0002723 | DISC-ELEC | CAT-0090 | SUB-0467 | 3280 | IMME size/duty mark — 800 amp TP&N | 909.3979 | Busbar / Dedicated Power Systems (Not Cables) |  | STANDARD | ACTIVE | BC-0027
QSOR-0002724 | DISC-ELEC | CAT-0090 | SUB-0468 | 3282 | IMME size/duty mark — 200 amp TP&N | 57.6606 | Busbar / Dedicated Power Systems (Not Cables) |  | STANDARD | ACTIVE | BC-0027
QSOR-0002725 | DISC-ELEC | CAT-0090 | SUB-0468 | 3283 | IMME size/duty mark — 315 amp TP&N | 61.3834 | Busbar / Dedicated Power Systems (Not Cables) |  | STANDARD | ACTIVE | BC-0027
QSOR-0002726 | DISC-ELEC | CAT-0090 | SUB-0468 | 3284 | IMME size/duty mark — 400 amp TP&N | 66.9066 | Busbar / Dedicated Power Systems (Not Cables) |  | STANDARD | ACTIVE | BC-0027
QSOR-0002727 | DISC-ELEC | CAT-0090 | SUB-0468 | 3285 | IMME size/duty mark — 630 amp TP&N | 72.6426 | Busbar / Dedicated Power Systems (Not Cables) |  | STANDARD | ACTIVE | BC-0027
QSOR-0002728 | DISC-ELEC | CAT-0090 | SUB-0468 | 3286 | IMME size/duty mark — 800 amp TP&N | 177.0066 | Busbar / Dedicated Power Systems (Not Cables) |  | STANDARD | ACTIVE | BC-0027
QSOR-0002729 | DISC-ELEC | CAT-0090 | SUB-0469 | 3288 | IMME size/duty mark — 200 amp TP&N | 246.7981 | Busbar / Dedicated Power Systems (Not Cables) |  | STANDARD | ACTIVE | BC-0027
QSOR-0002730 | DISC-ELEC | CAT-0090 | SUB-0469 | 3289 | IMME size/duty mark — 315 amp TP&N | 263.0644 | Busbar / Dedicated Power Systems (Not Cables) |  | STANDARD | ACTIVE | BC-0027
QSOR-0002731 | DISC-ELEC | CAT-0090 | SUB-0469 | 3290 | IMME size/duty mark — 400 amp TP&N | 343.8094 | Busbar / Dedicated Power Systems (Not Cables) |  | STANDARD | ACTIVE | BC-0027
QSOR-0002732 | DISC-ELEC | CAT-0090 | SUB-0469 | 3291 | IMME size/duty mark — 630 amp TP&N | 365.3257 | Busbar / Dedicated Power Systems (Not Cables) |  | STANDARD | ACTIVE | BC-0027
QSOR-0002733 | DISC-ELEC | CAT-0090 | SUB-0469 | 3292 | IMME size/duty mark — 800 amp TP&N | 482.101 | Busbar / Dedicated Power Systems (Not Cables) |  | STANDARD | ACTIVE | BC-0027
QSOR-0002734 | DISC-ELEC | CAT-0090 | SUB-0470 | 3294 | IMME size/duty mark — 200 amp TP&N | 341.1633 | Busbar / Dedicated Power Systems (Not Cables) |  | STANDARD | ACTIVE | BC-0027
QSOR-0002735 | DISC-ELEC | CAT-0090 | SUB-0470 | 3295 | IMME size/duty mark — 315 amp TP&N | 390.3488 | Busbar / Dedicated Power Systems (Not Cables) |  | STANDARD | ACTIVE | BC-0027
QSOR-0002736 | DISC-ELEC | CAT-0090 | SUB-0470 | 3296 | IMME size/duty mark — 400 amp TP&N | 555.0755 | Busbar / Dedicated Power Systems (Not Cables) |  | STANDARD | ACTIVE | BC-0027
QSOR-0002737 | DISC-ELEC | CAT-0090 | SUB-0470 | 3297 | IMME size/duty mark — 630 amp TP&N | 580.7551 | Busbar / Dedicated Power Systems (Not Cables) |  | STANDARD | ACTIVE | BC-0027
QSOR-0002738 | DISC-ELEC | CAT-0090 | SUB-0470 | 3298 | IMME size/duty mark — 800 amp TP&N | 847.9924 | Busbar / Dedicated Power Systems (Not Cables) |  | STANDARD | ACTIVE | BC-0027
QSOR-0002739 | DISC-ELEC | CAT-0090 | SUB-0471 | 3300 | IMME size/duty mark — 32 amp | 477.8318 | Busbar / Dedicated Power Systems (Not Cables) |  | STANDARD | ACTIVE | BC-0027
QSOR-0002740 | DISC-ELEC | CAT-0090 | SUB-0471 | 3301 | IMME size/duty mark — 63 amp | 547.4341 | Busbar / Dedicated Power Systems (Not Cables) |  | STANDARD | ACTIVE | BC-0027
QSOR-0002741 | DISC-ELEC | CAT-0090 | SUB-0471 | 3302 | IMME size/duty mark — 100 amp | 701.6284 | Busbar / Dedicated Power Systems (Not Cables) |  | STANDARD | ACTIVE | BC-0027
QSOR-0002742 | DISC-ELEC | CAT-0090 | SUB-0471 | 3303 | IMME size/duty mark — 250 amp | 828.8449 | Busbar / Dedicated Power Systems (Not Cables) |  | STANDARD | ACTIVE | BC-0027
QSOR-0002743 | DISC-ELEC | CAT-0090 | SUB-0471 | 3304 | IMME size/duty mark — 400 amp | 994.5649 | Busbar / Dedicated Power Systems (Not Cables) |  | STANDARD | ACTIVE | BC-0027
QSOR-0002744 | DISC-ELEC | CAT-0091 | SUB-0472 | 3307 | IMME size/duty mark — BEX-200, nominal 200A TP&N expansion unit | 346.6814 | Busbar / Dedicated Power Systems (Not Cables) |  | STANDARD | ACTIVE | BC-0027
QSOR-0002745 | DISC-ELEC | CAT-0091 | SUB-0472 | 3308 | IMME size/duty mark — BEX-315, nominal 315A TP&N expansion unit | 383.0781 | Busbar / Dedicated Power Systems (Not Cables) |  | STANDARD | ACTIVE | BC-0027
QSOR-0002746 | DISC-ELEC | CAT-0091 | SUB-0472 | 3309 | IMME size/duty mark — BEX-400, nominal 400A TP&N expansion unit | 474.0697 | Busbar / Dedicated Power Systems (Not Cables) |  | STANDARD | ACTIVE | BC-0027
QSOR-0002747 | DISC-ELEC | CAT-0091 | SUB-0472 | 3310 | IMME size/duty mark — BEX-630, nominal 630A TP&N expansion unit | 592.3589 | Busbar / Dedicated Power Systems (Not Cables) |  | STANDARD | ACTIVE | BC-0027
QSOR-0002748 | DISC-ELEC | CAT-0091 | SUB-0472 | 3311 | IMME size/duty mark — BEX-800, nominal 800A TP&N expansion unit | 774.3425 | Busbar / Dedicated Power Systems (Not Cables) |  | STANDARD | ACTIVE | BC-0027
QSOR-0002749 | DISC-ELEC | CAT-0091 | SUB-0472 | 3312 | IMME size/duty mark — BEX-1000, nominal 1,000A TP&N expansion unit | 910.8301 | Busbar / Dedicated Power Systems (Not Cables) |  | STANDARD | ACTIVE | BC-0027
QSOR-0002750 | DISC-ELEC | CAT-0091 | SUB-0472 | 3313 | IMME size/duty mark — BEX-1350, nominal 1,350A TP&N expansion unit | 1092.8136 | Busbar / Dedicated Power Systems (Not Cables) |  | STANDARD | ACTIVE | BC-0027
QSOR-0002751 | DISC-ELEC | CAT-0091 | SUB-0472 | 3314 | IMME size/duty mark — BEX-2000, nominal 2,000A TP&N expansion unit | 1456.7806 | Busbar / Dedicated Power Systems (Not Cables) |  | STANDARD | ACTIVE | BC-0027
QSOR-0002752 | DISC-ELEC | CAT-0091 | SUB-0472 | 3315 | IMME size/duty mark — BEX-2500, nominal 2,500A TP&N expansion unit | 1911.739 | Busbar / Dedicated Power Systems (Not Cables) |  | STANDARD | ACTIVE | BC-0027
QSOR-0002753 | DISC-ELEC | CAT-0091 | SUB-0473 | 3317 | IMME size/duty mark — BFC-400, nominal 400A flexible busbar connection | 683.3047 | Busbar / Dedicated Power Systems (Not Cables) |  | STANDARD | ACTIVE | BC-0027
QSOR-0002754 | DISC-ELEC | CAT-0091 | SUB-0473 | 3318 | IMME size/duty mark — BFC-630, nominal 630A flexible busbar connection | 819.7829 | Busbar / Dedicated Power Systems (Not Cables) |  | STANDARD | ACTIVE | BC-0027
QSOR-0002755 | DISC-ELEC | CAT-0091 | SUB-0473 | 3319 | IMME size/duty mark — BFC-800, nominal 800A flexible busbar connection | 1001.7541 | Busbar / Dedicated Power Systems (Not Cables) |  | STANDARD | ACTIVE | BC-0027
QSOR-0002756 | DISC-ELEC | CAT-0091 | SUB-0473 | 3320 | IMME size/duty mark — BFC-1000, nominal 1,000A flexible busbar connection | 1229.2182 | Busbar / Dedicated Power Systems (Not Cables) |  | STANDARD | ACTIVE | BC-0027
QSOR-0002757 | DISC-ELEC | CAT-0091 | SUB-0473 | 3321 | IMME size/duty mark — BFC-1600, nominal 1,600A flexible busbar connection | 1820.6244 | Busbar / Dedicated Power Systems (Not Cables) |  | STANDARD | ACTIVE | BC-0027
QSOR-0002758 | DISC-ELEC | CAT-0091 | SUB-0473 | 3322 | IMME size/duty mark — BFC-2500, nominal 2,500A flexible busbar connection | 2730.48 | Busbar / Dedicated Power Systems (Not Cables) |  | STANDARD | ACTIVE | BC-0027
QSOR-0002759 | DISC-ELEC | CAT-0092 | SUB-0474 | 3325 | IMME size/duty mark — 150mm wide | 55.6404 | General Electrical (Cables, Containment, Power, Data) |  | STANDARD | ACTIVE | BC-0028
QSOR-0002760 | DISC-ELEC | CAT-0092 | SUB-0474 | 3326 | IMME size/duty mark — 300mm wide | 67.6592 | General Electrical (Cables, Containment, Power, Data) |  | STANDARD | ACTIVE | BC-0028
QSOR-0002761 | DISC-ELEC | CAT-0092 | SUB-0474 | 3327 | IMME size/duty mark — 450mm wide | 77.3739 | General Electrical (Cables, Containment, Power, Data) |  | STANDARD | ACTIVE | BC-0028
QSOR-0002762 | DISC-ELEC | CAT-0092 | SUB-0474 | 3328 | IMME size/duty mark — 600mm wide | 97.9364 | General Electrical (Cables, Containment, Power, Data) |  | STANDARD | ACTIVE | BC-0028
QSOR-0002763 | DISC-ELEC | CAT-0092 | SUB-0474 | 3329 | IMME size/duty mark — 750mm wide | 111.0169 | General Electrical (Cables, Containment, Power, Data) |  | STANDARD | ACTIVE | BC-0028
QSOR-0002764 | DISC-ELEC | CAT-0092 | SUB-0474 | 3330 | IMME size/duty mark — 900mm wide | 118.0701 | General Electrical (Cables, Containment, Power, Data) |  | STANDARD | ACTIVE | BC-0028
QSOR-0002765 | DISC-ELEC | CAT-0092 | SUB-0475 | 3332 | IMME size/duty mark — 150mm wide | 58.1314 | General Electrical (Cables, Containment, Power, Data) |  | STANDARD | ACTIVE | BC-0028
QSOR-0002766 | DISC-ELEC | CAT-0092 | SUB-0475 | 3333 | IMME size/duty mark — 300mm wide | 70.2347 | General Electrical (Cables, Containment, Power, Data) |  | STANDARD | ACTIVE | BC-0028
QSOR-0002767 | DISC-ELEC | CAT-0092 | SUB-0475 | 3334 | IMME size/duty mark — 450mm wide | 81.462 | General Electrical (Cables, Containment, Power, Data) |  | STANDARD | ACTIVE | BC-0028
QSOR-0002768 | DISC-ELEC | CAT-0092 | SUB-0475 | 3335 | IMME size/duty mark — 600mm wide | 103.2447 | General Electrical (Cables, Containment, Power, Data) |  | STANDARD | ACTIVE | BC-0028
QSOR-0002769 | DISC-ELEC | CAT-0092 | SUB-0475 | 3336 | IMME size/duty mark — 750mm wide | 116.907 | General Electrical (Cables, Containment, Power, Data) |  | STANDARD | ACTIVE | BC-0028
QSOR-0002770 | DISC-ELEC | CAT-0092 | SUB-0475 | 3337 | IMME size/duty mark — 900mm wide | 124.5522 | General Electrical (Cables, Containment, Power, Data) |  | STANDARD | ACTIVE | BC-0028
QSOR-0002771 | DISC-ELEC | CAT-0092 | SUB-0476 | 3339 | IMME size/duty mark — 150mm wide | 183.5017 | General Electrical (Cables, Containment, Power, Data) |  | STANDARD | ACTIVE | BC-0028
QSOR-0002772 | DISC-ELEC | CAT-0092 | SUB-0476 | 3340 | IMME size/duty mark — 300mm wide | 192.7796 | General Electrical (Cables, Containment, Power, Data) |  | STANDARD | ACTIVE | BC-0028
QSOR-0002773 | DISC-ELEC | CAT-0092 | SUB-0476 | 3341 | IMME size/duty mark — 450mm wide | 203.3714 | General Electrical (Cables, Containment, Power, Data) |  | STANDARD | ACTIVE | BC-0028
QSOR-0002774 | DISC-ELEC | CAT-0092 | SUB-0476 | 3342 | IMME size/duty mark — 600mm wide | 223.9841 | General Electrical (Cables, Containment, Power, Data) |  | STANDARD | ACTIVE | BC-0028
QSOR-0002775 | DISC-ELEC | CAT-0092 | SUB-0476 | 3343 | IMME size/duty mark — 750mm wide | 253.9451 | General Electrical (Cables, Containment, Power, Data) |  | STANDARD | ACTIVE | BC-0028
QSOR-0002776 | DISC-ELEC | CAT-0092 | SUB-0476 | 3344 | IMME size/duty mark — 900mm wide | 278.7403 | General Electrical (Cables, Containment, Power, Data) |  | STANDARD | ACTIVE | BC-0028
QSOR-0002777 | DISC-ELEC | CAT-0092 | SUB-0477 | 3346 | IMME size/duty mark — 150mm wide | 250.7631 | General Electrical (Cables, Containment, Power, Data) |  | STANDARD | ACTIVE | BC-0028
QSOR-0002778 | DISC-ELEC | CAT-0092 | SUB-0477 | 3347 | IMME size/duty mark — 300mm wide | 300.5208 | General Electrical (Cables, Containment, Power, Data) |  | STANDARD | ACTIVE | BC-0028
QSOR-0002779 | DISC-ELEC | CAT-0092 | SUB-0477 | 3348 | IMME size/duty mark — 450mm wide | 330.3544 | General Electrical (Cables, Containment, Power, Data) |  | STANDARD | ACTIVE | BC-0028
QSOR-0002780 | DISC-ELEC | CAT-0092 | SUB-0477 | 3349 | IMME size/duty mark — 600mm wide | 330.9948 | General Electrical (Cables, Containment, Power, Data) |  | STANDARD | ACTIVE | BC-0028
QSOR-0002781 | DISC-ELEC | CAT-0092 | SUB-0477 | 3350 | IMME size/duty mark — 750mm wide | 442.5075 | General Electrical (Cables, Containment, Power, Data) |  | STANDARD | ACTIVE | BC-0028
QSOR-0002782 | DISC-ELEC | CAT-0092 | SUB-0477 | 3351 | IMME size/duty mark — 900mm wide | 463.9003 | General Electrical (Cables, Containment, Power, Data) |  | STANDARD | ACTIVE | BC-0028
QSOR-0002783 | DISC-ELEC | CAT-0092 | SUB-0478 | 3353 | IMME size/duty mark — 150mm wide | 87.0045 | General Electrical (Cables, Containment, Power, Data) |  | STANDARD | ACTIVE | BC-0028
QSOR-0002784 | DISC-ELEC | CAT-0092 | SUB-0478 | 3354 | IMME size/duty mark — 300mm wide | 97.2365 | General Electrical (Cables, Containment, Power, Data) |  | STANDARD | ACTIVE | BC-0028
QSOR-0002785 | DISC-ELEC | CAT-0092 | SUB-0478 | 3355 | IMME size/duty mark — 450mm wide | 108.5581 | General Electrical (Cables, Containment, Power, Data) |  | STANDARD | ACTIVE | BC-0028
QSOR-0002786 | DISC-ELEC | CAT-0092 | SUB-0478 | 3356 | IMME size/duty mark — 600mm wide | 120.4666 | General Electrical (Cables, Containment, Power, Data) |  | STANDARD | ACTIVE | BC-0028
QSOR-0002787 | DISC-ELEC | CAT-0092 | SUB-0478 | 3357 | IMME size/duty mark — 750mm wide | 152.1058 | General Electrical (Cables, Containment, Power, Data) |  | STANDARD | ACTIVE | BC-0028
QSOR-0002788 | DISC-ELEC | CAT-0092 | SUB-0478 | 3358 | IMME size/duty mark — 900mm wide | 145.3631 | General Electrical (Cables, Containment, Power, Data) |  | STANDARD | ACTIVE | BC-0028
QSOR-0002789 | DISC-ELEC | CAT-0092 | SUB-0479 | 3360 | IMME size/duty mark — 150mm wide | 154.2933 | General Electrical (Cables, Containment, Power, Data) |  | STANDARD | ACTIVE | BC-0028
QSOR-0002790 | DISC-ELEC | CAT-0092 | SUB-0479 | 3361 | IMME size/duty mark — 300mm wide | 163.918 | General Electrical (Cables, Containment, Power, Data) |  | STANDARD | ACTIVE | BC-0028
QSOR-0002791 | DISC-ELEC | CAT-0092 | SUB-0479 | 3362 | IMME size/duty mark — 450mm wide | 185.8248 | General Electrical (Cables, Containment, Power, Data) |  | STANDARD | ACTIVE | BC-0028
QSOR-0002792 | DISC-ELEC | CAT-0092 | SUB-0479 | 3363 | IMME size/duty mark — 600mm wide | 216.0932 | General Electrical (Cables, Containment, Power, Data) |  | STANDARD | ACTIVE | BC-0028
QSOR-0002793 | DISC-ELEC | CAT-0092 | SUB-0479 | 3364 | IMME size/duty mark — 750mm wide | 263.6535 | General Electrical (Cables, Containment, Power, Data) |  | STANDARD | ACTIVE | BC-0028
QSOR-0002794 | DISC-ELEC | CAT-0092 | SUB-0479 | 3365 | IMME size/duty mark — 900mm wide | 272.3806 | General Electrical (Cables, Containment, Power, Data) |  | STANDARD | ACTIVE | BC-0028
QSOR-0002795 | DISC-ELEC | CAT-0092 | SUB-0480 | 3367 | IMME size/duty mark — 150mm wide | 268.1216 | General Electrical (Cables, Containment, Power, Data) |  | STANDARD | ACTIVE | BC-0028
QSOR-0002796 | DISC-ELEC | CAT-0092 | SUB-0480 | 3368 | IMME size/duty mark — 300mm wide | 321.2984 | General Electrical (Cables, Containment, Power, Data) |  | STANDARD | ACTIVE | BC-0028
QSOR-0002797 | DISC-ELEC | CAT-0092 | SUB-0480 | 3369 | IMME size/duty mark — 450mm wide | 349.4813 | General Electrical (Cables, Containment, Power, Data) |  | STANDARD | ACTIVE | BC-0028
QSOR-0002798 | DISC-ELEC | CAT-0092 | SUB-0480 | 3370 | IMME size/duty mark — 600mm wide | 355.5833 | General Electrical (Cables, Containment, Power, Data) |  | STANDARD | ACTIVE | BC-0028
QSOR-0002799 | DISC-ELEC | CAT-0092 | SUB-0480 | 3371 | IMME size/duty mark — 750mm wide | 475.3097 | General Electrical (Cables, Containment, Power, Data) |  | STANDARD | ACTIVE | BC-0028
QSOR-0002800 | DISC-ELEC | CAT-0092 | SUB-0480 | 3372 | IMME size/duty mark — 900mm wide | 494.6184 | General Electrical (Cables, Containment, Power, Data) |  | STANDARD | ACTIVE | BC-0028
QSOR-0002801 | DISC-ELEC | CAT-0092 | SUB-0481 | 3374 | IMME size/duty mark — 150mm wide | 434.4829 | General Electrical (Cables, Containment, Power, Data) |  | STANDARD | ACTIVE | BC-0028
QSOR-0002802 | DISC-ELEC | CAT-0092 | SUB-0481 | 3375 | IMME size/duty mark — 300mm wide | 455.239 | General Electrical (Cables, Containment, Power, Data) |  | STANDARD | ACTIVE | BC-0028
QSOR-0002803 | DISC-ELEC | CAT-0092 | SUB-0481 | 3376 | IMME size/duty mark — 450mm wide | 532.274 | General Electrical (Cables, Containment, Power, Data) |  | STANDARD | ACTIVE | BC-0028
QSOR-0002804 | DISC-ELEC | CAT-0092 | SUB-0481 | 3377 | IMME size/duty mark — 600mm wide | 569.8482 | General Electrical (Cables, Containment, Power, Data) |  | STANDARD | ACTIVE | BC-0028
QSOR-0002805 | DISC-ELEC | CAT-0092 | SUB-0481 | 3378 | IMME size/duty mark — 750mm wide | 617.6767 | General Electrical (Cables, Containment, Power, Data) |  | STANDARD | ACTIVE | BC-0028
QSOR-0002806 | DISC-ELEC | CAT-0092 | SUB-0481 | 3379 | IMME size/duty mark — 900mm wide | 679.4665 | General Electrical (Cables, Containment, Power, Data) |  | STANDARD | ACTIVE | BC-0028
QSOR-0002807 | DISC-ELEC | CAT-0092 | SUB-0482 | 3381 | IMME size/duty mark — 50mm wide | 15.1927 | General Electrical (Cables, Containment, Power, Data) |  | STANDARD | ACTIVE | BC-0028
QSOR-0002808 | DISC-ELEC | CAT-0092 | SUB-0482 | 3382 | IMME size/duty mark — 75mm wide | 18.6357 | General Electrical (Cables, Containment, Power, Data) |  | STANDARD | ACTIVE | BC-0028
QSOR-0002809 | DISC-ELEC | CAT-0092 | SUB-0482 | 3383 | IMME size/duty mark — 100mm wide | 23.8068 | General Electrical (Cables, Containment, Power, Data) |  | STANDARD | ACTIVE | BC-0028
QSOR-0002810 | DISC-ELEC | CAT-0092 | SUB-0482 | 3384 | IMME size/duty mark — 150mm wide | 27.7585 | General Electrical (Cables, Containment, Power, Data) |  | STANDARD | ACTIVE | BC-0028
QSOR-0002811 | DISC-ELEC | CAT-0092 | SUB-0482 | 3385 | IMME size/duty mark — 225mm wide | 42.4002 | General Electrical (Cables, Containment, Power, Data) |  | STANDARD | ACTIVE | BC-0028
QSOR-0002812 | DISC-ELEC | CAT-0092 | SUB-0482 | 3386 | IMME size/duty mark — 300mm wide | 56.9137 | General Electrical (Cables, Containment, Power, Data) |  | STANDARD | ACTIVE | BC-0028
QSOR-0002813 | DISC-ELEC | CAT-0092 | SUB-0482 | 3387 | IMME size/duty mark — 450mm wide | 66.9402 | General Electrical (Cables, Containment, Power, Data) |  | STANDARD | ACTIVE | BC-0028
QSOR-0002814 | DISC-ELEC | CAT-0092 | SUB-0482 | 3388 | IMME size/duty mark — 600mm wide | 83.6884 | General Electrical (Cables, Containment, Power, Data) |  | STANDARD | ACTIVE | BC-0028
QSOR-0002815 | DISC-ELEC | CAT-0092 | SUB-0482 | 3389 | IMME size/duty mark — 750mm wide | 108.4079 | General Electrical (Cables, Containment, Power, Data) |  | STANDARD | ACTIVE | BC-0028
QSOR-0002816 | DISC-ELEC | CAT-0092 | SUB-0482 | 3390 | IMME size/duty mark — 900mm wide | 133.0753 | General Electrical (Cables, Containment, Power, Data) |  | STANDARD | ACTIVE | BC-0028
QSOR-0002817 | DISC-ELEC | CAT-0092 | SUB-0483 | 3392 | IMME size/duty mark — 75mm wide | 36.7306 | General Electrical (Cables, Containment, Power, Data) |  | STANDARD | ACTIVE | BC-0028
QSOR-0002818 | DISC-ELEC | CAT-0092 | SUB-0483 | 3393 | IMME size/duty mark — 100mm wide | 38.4718 | General Electrical (Cables, Containment, Power, Data) |  | STANDARD | ACTIVE | BC-0028
QSOR-0002819 | DISC-ELEC | CAT-0092 | SUB-0483 | 3394 | IMME size/duty mark — 150mm wide | 47.3842 | General Electrical (Cables, Containment, Power, Data) |  | STANDARD | ACTIVE | BC-0028
QSOR-0002820 | DISC-ELEC | CAT-0092 | SUB-0483 | 3395 | IMME size/duty mark — 225mm wide | 61.4349 | General Electrical (Cables, Containment, Power, Data) |  | STANDARD | ACTIVE | BC-0028
QSOR-0002821 | DISC-ELEC | CAT-0092 | SUB-0483 | 3396 | IMME size/duty mark — 300mm wide | 76.2344 | General Electrical (Cables, Containment, Power, Data) |  | STANDARD | ACTIVE | BC-0028
QSOR-0002822 | DISC-ELEC | CAT-0092 | SUB-0483 | 3397 | IMME size/duty mark — 450mm wide | 84.4858 | General Electrical (Cables, Containment, Power, Data) |  | STANDARD | ACTIVE | BC-0028
QSOR-0002823 | DISC-ELEC | CAT-0092 | SUB-0483 | 3398 | IMME size/duty mark — 600mm wide | 98.4485 | General Electrical (Cables, Containment, Power, Data) |  | STANDARD | ACTIVE | BC-0028
QSOR-0002824 | DISC-ELEC | CAT-0092 | SUB-0483 | 3399 | IMME size/duty mark — 750mm wide | 124.2574 | General Electrical (Cables, Containment, Power, Data) |  | STANDARD | ACTIVE | BC-0028
QSOR-0002825 | DISC-ELEC | CAT-0092 | SUB-0483 | 3400 | IMME size/duty mark — 900mm wide | 145.0664 | General Electrical (Cables, Containment, Power, Data) |  | STANDARD | ACTIVE | BC-0028
QSOR-0002826 | DISC-ELEC | CAT-0092 | SUB-0484 | 3402 | IMME size/duty mark — 50mm wide | 23.1618 | General Electrical (Cables, Containment, Power, Data) |  | STANDARD | ACTIVE | BC-0028
QSOR-0002827 | DISC-ELEC | CAT-0092 | SUB-0484 | 3403 | IMME size/duty mark — 75mm wide | 27.3185 | General Electrical (Cables, Containment, Power, Data) |  | STANDARD | ACTIVE | BC-0028
QSOR-0002828 | DISC-ELEC | CAT-0092 | SUB-0484 | 3404 | IMME size/duty mark — 100mm wide | 31.1084 | General Electrical (Cables, Containment, Power, Data) |  | STANDARD | ACTIVE | BC-0028
QSOR-0002829 | DISC-ELEC | CAT-0092 | SUB-0484 | 3405 | IMME size/duty mark — 150mm wide | 31.6793 | General Electrical (Cables, Containment, Power, Data) |  | STANDARD | ACTIVE | BC-0028
QSOR-0002830 | DISC-ELEC | CAT-0092 | SUB-0484 | 3406 | IMME size/duty mark — 225mm wide | 39.1235 | General Electrical (Cables, Containment, Power, Data) |  | STANDARD | ACTIVE | BC-0028
QSOR-0002831 | DISC-ELEC | CAT-0092 | SUB-0484 | 3407 | IMME size/duty mark — 300mm wide | 52.0138 | General Electrical (Cables, Containment, Power, Data) |  | STANDARD | ACTIVE | BC-0028
QSOR-0002832 | DISC-ELEC | CAT-0092 | SUB-0484 | 3408 | IMME size/duty mark — 450mm wide | 62.4762 | General Electrical (Cables, Containment, Power, Data) |  | STANDARD | ACTIVE | BC-0028
QSOR-0002833 | DISC-ELEC | CAT-0092 | SUB-0484 | 3409 | IMME size/duty mark — 600mm wide | 91.3709 | General Electrical (Cables, Containment, Power, Data) |  | STANDARD | ACTIVE | BC-0028
QSOR-0002834 | DISC-ELEC | CAT-0092 | SUB-0484 | 3410 | IMME size/duty mark — 750mm wide | 122.0217 | General Electrical (Cables, Containment, Power, Data) |  | STANDARD | ACTIVE | BC-0028
QSOR-0002835 | DISC-ELEC | CAT-0092 | SUB-0484 | 3411 | IMME size/duty mark — 900mm wide | 168.9407 | General Electrical (Cables, Containment, Power, Data) |  | STANDARD | ACTIVE | BC-0028
QSOR-0002836 | DISC-ELEC | CAT-0092 | SUB-0485 | 3413 | IMME size/duty mark — 50mm wide | 33.0405 | General Electrical (Cables, Containment, Power, Data) |  | STANDARD | ACTIVE | BC-0028
QSOR-0002837 | DISC-ELEC | CAT-0092 | SUB-0485 | 3414 | IMME size/duty mark — 75mm wide | 36.7029 | General Electrical (Cables, Containment, Power, Data) |  | STANDARD | ACTIVE | BC-0028
QSOR-0002838 | DISC-ELEC | CAT-0092 | SUB-0485 | 3415 | IMME size/duty mark — 100mm wide | 36.6752 | General Electrical (Cables, Containment, Power, Data) |  | STANDARD | ACTIVE | BC-0028
QSOR-0002839 | DISC-ELEC | CAT-0092 | SUB-0485 | 3416 | IMME size/duty mark — 150mm wide | 41.0783 | General Electrical (Cables, Containment, Power, Data) |  | STANDARD | ACTIVE | BC-0028
QSOR-0002840 | DISC-ELEC | CAT-0092 | SUB-0485 | 3417 | IMME size/duty mark — 225mm wide | 54.4937 | General Electrical (Cables, Containment, Power, Data) |  | STANDARD | ACTIVE | BC-0028
QSOR-0002841 | DISC-ELEC | CAT-0092 | SUB-0485 | 3418 | IMME size/duty mark — 300mm wide | 66.0156 | General Electrical (Cables, Containment, Power, Data) |  | STANDARD | ACTIVE | BC-0028
QSOR-0002842 | DISC-ELEC | CAT-0092 | SUB-0485 | 3419 | IMME size/duty mark — 450mm wide | 76.5069 | General Electrical (Cables, Containment, Power, Data) |  | STANDARD | ACTIVE | BC-0028
QSOR-0002843 | DISC-ELEC | CAT-0092 | SUB-0485 | 3420 | IMME size/duty mark — 600mm wide | 111.963 | General Electrical (Cables, Containment, Power, Data) |  | STANDARD | ACTIVE | BC-0028
QSOR-0002844 | DISC-ELEC | CAT-0092 | SUB-0485 | 3421 | IMME size/duty mark — 750mm wide | 176.495 | General Electrical (Cables, Containment, Power, Data) |  | STANDARD | ACTIVE | BC-0028
QSOR-0002845 | DISC-ELEC | CAT-0092 | SUB-0485 | 3422 | IMME size/duty mark — 900mm wide | 235.5181 | General Electrical (Cables, Containment, Power, Data) |  | STANDARD | ACTIVE | BC-0028
QSOR-0002846 | DISC-ELEC | CAT-0092 | SUB-0486 | 3424 | IMME size/duty mark — 50mm wide | 51.9621 | General Electrical (Cables, Containment, Power, Data) |  | STANDARD | ACTIVE | BC-0028
QSOR-0002847 | DISC-ELEC | CAT-0092 | SUB-0486 | 3425 | IMME size/duty mark — 75mm wide | 53.6065 | General Electrical (Cables, Containment, Power, Data) |  | STANDARD | ACTIVE | BC-0028
QSOR-0002848 | DISC-ELEC | CAT-0092 | SUB-0486 | 3426 | IMME size/duty mark — 100mm wide | 55.2791 | General Electrical (Cables, Containment, Power, Data) |  | STANDARD | ACTIVE | BC-0028
QSOR-0002849 | DISC-ELEC | CAT-0092 | SUB-0486 | 3427 | IMME size/duty mark — 150mm wide | 63.8352 | General Electrical (Cables, Containment, Power, Data) |  | STANDARD | ACTIVE | BC-0028
QSOR-0002850 | DISC-ELEC | CAT-0092 | SUB-0486 | 3428 | IMME size/duty mark — 225mm wide | 83.3011 | General Electrical (Cables, Containment, Power, Data) |  | STANDARD | ACTIVE | BC-0028
QSOR-0002851 | DISC-ELEC | CAT-0092 | SUB-0486 | 3429 | IMME size/duty mark — 300mm wide | 110.7331 | General Electrical (Cables, Containment, Power, Data) |  | STANDARD | ACTIVE | BC-0028
QSOR-0002852 | DISC-ELEC | CAT-0092 | SUB-0486 | 3430 | IMME size/duty mark — 450mm wide | 121.1102 | General Electrical (Cables, Containment, Power, Data) |  | STANDARD | ACTIVE | BC-0028
QSOR-0002853 | DISC-ELEC | CAT-0092 | SUB-0486 | 3431 | IMME size/duty mark — 600mm wide | 137.5487 | General Electrical (Cables, Containment, Power, Data) |  | STANDARD | ACTIVE | BC-0028
QSOR-0002854 | DISC-ELEC | CAT-0092 | SUB-0486 | 3432 | IMME size/duty mark — 750mm wide | 170.0598 | General Electrical (Cables, Containment, Power, Data) |  | STANDARD | ACTIVE | BC-0028
QSOR-0002855 | DISC-ELEC | CAT-0092 | SUB-0486 | 3433 | IMME size/duty mark — 900mm wide | 231.39 | General Electrical (Cables, Containment, Power, Data) |  | STANDARD | ACTIVE | BC-0028
QSOR-0002856 | DISC-ELEC | CAT-0092 | SUB-0487 | 3435 | IMME size/duty mark — 50mm wide | 23.7643 | General Electrical (Cables, Containment, Power, Data) |  | STANDARD | ACTIVE | BC-0028
QSOR-0002857 | DISC-ELEC | CAT-0092 | SUB-0487 | 3436 | IMME size/duty mark — 75mm wide | 29.1354 | General Electrical (Cables, Containment, Power, Data) |  | STANDARD | ACTIVE | BC-0028
QSOR-0002858 | DISC-ELEC | CAT-0092 | SUB-0487 | 3437 | IMME size/duty mark — 100mm wide | 25.2991 | General Electrical (Cables, Containment, Power, Data) |  | STANDARD | ACTIVE | BC-0028
QSOR-0002859 | DISC-ELEC | CAT-0092 | SUB-0487 | 3438 | IMME size/duty mark — 150mm wide | 28.911 | General Electrical (Cables, Containment, Power, Data) |  | STANDARD | ACTIVE | BC-0028
QSOR-0002860 | DISC-ELEC | CAT-0092 | SUB-0487 | 3439 | IMME size/duty mark — 225mm wide | 36.1774 | General Electrical (Cables, Containment, Power, Data) |  | STANDARD | ACTIVE | BC-0028
QSOR-0002861 | DISC-ELEC | CAT-0092 | SUB-0487 | 3440 | IMME size/duty mark — 300mm wide | 53.5896 | General Electrical (Cables, Containment, Power, Data) |  | STANDARD | ACTIVE | BC-0028
QSOR-0002862 | DISC-ELEC | CAT-0092 | SUB-0487 | 3441 | IMME size/duty mark — 450mm wide | 63.8807 | General Electrical (Cables, Containment, Power, Data) |  | STANDARD | ACTIVE | BC-0028
QSOR-0002863 | DISC-ELEC | CAT-0092 | SUB-0487 | 3442 | IMME size/duty mark — 600mm wide | 94.8842 | General Electrical (Cables, Containment, Power, Data) |  | STANDARD | ACTIVE | BC-0028
QSOR-0002864 | DISC-ELEC | CAT-0092 | SUB-0488 | 3444 | IMME size/duty mark — 100mm wide | 62.5687 | General Electrical (Cables, Containment, Power, Data) |  | STANDARD | ACTIVE | BC-0028
QSOR-0002865 | DISC-ELEC | CAT-0092 | SUB-0488 | 3445 | IMME size/duty mark — 150mm wide | 68.2097 | General Electrical (Cables, Containment, Power, Data) |  | STANDARD | ACTIVE | BC-0028
QSOR-0002866 | DISC-ELEC | CAT-0092 | SUB-0488 | 3446 | IMME size/duty mark — 225mm wide | 79.8942 | General Electrical (Cables, Containment, Power, Data) |  | STANDARD | ACTIVE | BC-0028
QSOR-0002867 | DISC-ELEC | CAT-0092 | SUB-0488 | 3447 | IMME size/duty mark — 300mm wide | 91.6963 | General Electrical (Cables, Containment, Power, Data) |  | STANDARD | ACTIVE | BC-0028
QSOR-0002868 | DISC-ELEC | CAT-0092 | SUB-0488 | 3448 | IMME size/duty mark — 450mm wide | 118.4723 | General Electrical (Cables, Containment, Power, Data) |  | STANDARD | ACTIVE | BC-0028
QSOR-0002869 | DISC-ELEC | CAT-0092 | SUB-0488 | 3449 | IMME size/duty mark — 600mm wide | 142.9657 | General Electrical (Cables, Containment, Power, Data) |  | STANDARD | ACTIVE | BC-0028
QSOR-0002870 | DISC-ELEC | CAT-0092 | SUB-0489 | 3451 | IMME size/duty mark — 75mm wide | 80.7464 | General Electrical (Cables, Containment, Power, Data) |  | STANDARD | ACTIVE | BC-0028
QSOR-0002871 | DISC-ELEC | CAT-0092 | SUB-0489 | 3452 | IMME size/duty mark — 100mm wide | 71.4338 | General Electrical (Cables, Containment, Power, Data) |  | STANDARD | ACTIVE | BC-0028
QSOR-0002872 | DISC-ELEC | CAT-0092 | SUB-0489 | 3453 | IMME size/duty mark — 150mm wide | 77.2102 | General Electrical (Cables, Containment, Power, Data) |  | STANDARD | ACTIVE | BC-0028
QSOR-0002873 | DISC-ELEC | CAT-0092 | SUB-0489 | 3454 | IMME size/duty mark — 225mm wide | 89.9203 | General Electrical (Cables, Containment, Power, Data) |  | STANDARD | ACTIVE | BC-0028
QSOR-0002874 | DISC-ELEC | CAT-0092 | SUB-0489 | 3455 | IMME size/duty mark — 300mm wide | 111.4276 | General Electrical (Cables, Containment, Power, Data) |  | STANDARD | ACTIVE | BC-0028
QSOR-0002875 | DISC-ELEC | CAT-0092 | SUB-0489 | 3456 | IMME size/duty mark — 450mm wide | 143.5379 | General Electrical (Cables, Containment, Power, Data) |  | STANDARD | ACTIVE | BC-0028
QSOR-0002876 | DISC-ELEC | CAT-0092 | SUB-0489 | 3457 | IMME size/duty mark — 600mm wide | 188.1536 | General Electrical (Cables, Containment, Power, Data) |  | STANDARD | ACTIVE | BC-0028
QSOR-0002877 | DISC-ELEC | CAT-0092 | SUB-0490 | 3459 | IMME size/duty mark — 75mm wide | 68.595 | General Electrical (Cables, Containment, Power, Data) |  | STANDARD | ACTIVE | BC-0028
QSOR-0002878 | DISC-ELEC | CAT-0092 | SUB-0490 | 3460 | IMME size/duty mark — 100mm wide | 75.6995 | General Electrical (Cables, Containment, Power, Data) |  | STANDARD | ACTIVE | BC-0028
QSOR-0002879 | DISC-ELEC | CAT-0092 | SUB-0490 | 3461 | IMME size/duty mark — 150mm wide | 75.8501 | General Electrical (Cables, Containment, Power, Data) |  | STANDARD | ACTIVE | BC-0028
QSOR-0002880 | DISC-ELEC | CAT-0092 | SUB-0490 | 3462 | IMME size/duty mark — 225mm wide | 84.8078 | General Electrical (Cables, Containment, Power, Data) |  | STANDARD | ACTIVE | BC-0028
QSOR-0002881 | DISC-ELEC | CAT-0092 | SUB-0490 | 3463 | IMME size/duty mark — 300mm wide | 112.7234 | General Electrical (Cables, Containment, Power, Data) |  | STANDARD | ACTIVE | BC-0028
QSOR-0002882 | DISC-ELEC | CAT-0092 | SUB-0490 | 3464 | IMME size/duty mark — 450mm wide | 136.4698 | General Electrical (Cables, Containment, Power, Data) |  | STANDARD | ACTIVE | BC-0028
QSOR-0002883 | DISC-ELEC | CAT-0092 | SUB-0490 | 3465 | IMME size/duty mark — 600mm wide | 158.7198 | General Electrical (Cables, Containment, Power, Data) |  | STANDARD | ACTIVE | BC-0028
QSOR-0002884 | DISC-ELEC | CAT-0092 | SUB-0491 | 3467 | IMME size/duty mark — 100mm wide | 85.0547 | General Electrical (Cables, Containment, Power, Data) |  | STANDARD | ACTIVE | BC-0028
QSOR-0002885 | DISC-ELEC | CAT-0092 | SUB-0491 | 3468 | IMME size/duty mark — 200mm wide | 105.9696 | General Electrical (Cables, Containment, Power, Data) |  | STANDARD | ACTIVE | BC-0028
QSOR-0002886 | DISC-ELEC | CAT-0092 | SUB-0491 | 3469 | IMME size/duty mark — 400mm wide | 163.1226 | General Electrical (Cables, Containment, Power, Data) |  | STANDARD | ACTIVE | BC-0028
QSOR-0002887 | DISC-ELEC | CAT-0092 | SUB-0492 | 3471 | IMME size/duty mark — 200mm wide | 176.0967 | General Electrical (Cables, Containment, Power, Data) |  | STANDARD | ACTIVE | BC-0028
QSOR-0002888 | DISC-ELEC | CAT-0092 | SUB-0492 | 3472 | IMME size/duty mark — 400mm wide | 234.5958 | General Electrical (Cables, Containment, Power, Data) |  | STANDARD | ACTIVE | BC-0028
QSOR-0002889 | DISC-ELEC | CAT-0092 | SUB-0493 | 3474 | IMME size/duty mark — 100mm wide | 169.5586 | General Electrical (Cables, Containment, Power, Data) |  | STANDARD | ACTIVE | BC-0028
QSOR-0002890 | DISC-ELEC | CAT-0092 | SUB-0493 | 3475 | IMME size/duty mark — 200mm wide | 197.2209 | General Electrical (Cables, Containment, Power, Data) |  | STANDARD | ACTIVE | BC-0028
QSOR-0002891 | DISC-ELEC | CAT-0092 | SUB-0493 | 3476 | IMME size/duty mark — 400mm wide | 246.9975 | General Electrical (Cables, Containment, Power, Data) |  | STANDARD | ACTIVE | BC-0028
QSOR-0002892 | DISC-ELEC | CAT-0092 | SUB-0494 | 3478 | IMME size/duty mark — 100mm wide | 81.8786 | General Electrical (Cables, Containment, Power, Data) |  | STANDARD | ACTIVE | BC-0028
QSOR-0002893 | DISC-ELEC | CAT-0092 | SUB-0494 | 3479 | IMME size/duty mark — 200mm wide | 108.0275 | General Electrical (Cables, Containment, Power, Data) |  | STANDARD | ACTIVE | BC-0028
QSOR-0002894 | DISC-ELEC | CAT-0092 | SUB-0494 | 3480 | IMME size/duty mark — 400mm wide | 149.2098 | General Electrical (Cables, Containment, Power, Data) |  | STANDARD | ACTIVE | BC-0028
QSOR-0002895 | DISC-ELEC | CAT-0092 | SUB-0495 | 3482 | IMME size/duty mark — 100mm wide | 215.06 | General Electrical (Cables, Containment, Power, Data) |  | STANDARD | ACTIVE | BC-0028
QSOR-0002896 | DISC-ELEC | CAT-0092 | SUB-0495 | 3483 | IMME size/duty mark — 200mm wide | 236.8504 | General Electrical (Cables, Containment, Power, Data) |  | STANDARD | ACTIVE | BC-0028
QSOR-0002897 | DISC-ELEC | CAT-0092 | SUB-0495 | 3484 | IMME size/duty mark — 400mm wide | 296.231 | General Electrical (Cables, Containment, Power, Data) |  | STANDARD | ACTIVE | BC-0028
QSOR-0002898 | DISC-ELEC | CAT-0092 | SUB-0496 | 3486 | IMME size/duty mark — 100mm wide | 111.8894 | General Electrical (Cables, Containment, Power, Data) |  | STANDARD | ACTIVE | BC-0028
QSOR-0002899 | DISC-ELEC | CAT-0092 | SUB-0496 | 3487 | IMME size/duty mark — 200mm wide | 133.9838 | General Electrical (Cables, Containment, Power, Data) |  | STANDARD | ACTIVE | BC-0028
QSOR-0002900 | DISC-ELEC | CAT-0092 | SUB-0496 | 3488 | IMME size/duty mark — 400mm wide | 185.5181 | General Electrical (Cables, Containment, Power, Data) |  | STANDARD | ACTIVE | BC-0028
QSOR-0002901 | DISC-ELEC | CAT-0092 | SUB-0497 | 3490 | IMME size/duty mark — 100mm wide | 17.8462 | General Electrical (Cables, Containment, Power, Data) |  | STANDARD | ACTIVE | BC-0028
QSOR-0002902 | DISC-ELEC | CAT-0092 | SUB-0497 | 3491 | IMME size/duty mark — 150mm wide | 19.8778 | General Electrical (Cables, Containment, Power, Data) |  | STANDARD | ACTIVE | BC-0028
QSOR-0002903 | DISC-ELEC | CAT-0092 | SUB-0497 | 3492 | IMME size/duty mark — 200mm wide | 22.0108 | General Electrical (Cables, Containment, Power, Data) |  | STANDARD | ACTIVE | BC-0028
QSOR-0002904 | DISC-ELEC | CAT-0092 | SUB-0497 | 3493 | IMME size/duty mark — 300mm wide | 26.3656 | General Electrical (Cables, Containment, Power, Data) |  | STANDARD | ACTIVE | BC-0028
QSOR-0002905 | DISC-ELEC | CAT-0092 | SUB-0497 | 3494 | IMME size/duty mark — 450mm wide | 33.7401 | General Electrical (Cables, Containment, Power, Data) |  | STANDARD | ACTIVE | BC-0028
QSOR-0002906 | DISC-ELEC | CAT-0092 | SUB-0497 | 3495 | IMME size/duty mark — 600mm wide | 48.4427 | General Electrical (Cables, Containment, Power, Data) |  | STANDARD | ACTIVE | BC-0028
QSOR-0002907 | DISC-ELEC | CAT-0092 | SUB-0498 | 3497 | IMME size/duty mark — 150mm wide | 33.3358 | General Electrical (Cables, Containment, Power, Data) |  | STANDARD | ACTIVE | BC-0028
QSOR-0002908 | DISC-ELEC | CAT-0092 | SUB-0498 | 3498 | IMME size/duty mark — 200mm wide | 38.6827 | General Electrical (Cables, Containment, Power, Data) |  | STANDARD | ACTIVE | BC-0028
QSOR-0002909 | DISC-ELEC | CAT-0092 | SUB-0498 | 3499 | IMME size/duty mark — 300mm wide | 43.0827 | General Electrical (Cables, Containment, Power, Data) |  | STANDARD | ACTIVE | BC-0028
QSOR-0002910 | DISC-ELEC | CAT-0092 | SUB-0498 | 3500 | IMME size/duty mark — 450mm wide | 50.4421 | General Electrical (Cables, Containment, Power, Data) |  | STANDARD | ACTIVE | BC-0028
QSOR-0002911 | DISC-ELEC | CAT-0092 | SUB-0498 | 3501 | IMME size/duty mark — 600mm wide | 58.0642 | General Electrical (Cables, Containment, Power, Data) |  | STANDARD | ACTIVE | BC-0028
QSOR-0002912 | DISC-ELEC | CAT-0092 | SUB-0499 | 3503 | IMME size/duty mark — 100mm wide | 31.5776 | General Electrical (Cables, Containment, Power, Data) |  | STANDARD | ACTIVE | BC-0028
QSOR-0002913 | DISC-ELEC | CAT-0092 | SUB-0499 | 3504 | IMME size/duty mark — 150mm wide | 36.4488 | General Electrical (Cables, Containment, Power, Data) |  | STANDARD | ACTIVE | BC-0028
QSOR-0002914 | DISC-ELEC | CAT-0092 | SUB-0499 | 3505 | IMME size/duty mark — 200mm wide | 38.6628 | General Electrical (Cables, Containment, Power, Data) |  | STANDARD | ACTIVE | BC-0028
QSOR-0002915 | DISC-ELEC | CAT-0092 | SUB-0499 | 3506 | IMME size/duty mark — 300mm wide | 43.0449 | General Electrical (Cables, Containment, Power, Data) |  | STANDARD | ACTIVE | BC-0028
QSOR-0002916 | DISC-ELEC | CAT-0092 | SUB-0499 | 3507 | IMME size/duty mark — 450mm wide | 56.4242 | General Electrical (Cables, Containment, Power, Data) |  | STANDARD | ACTIVE | BC-0028
QSOR-0002917 | DISC-ELEC | CAT-0092 | SUB-0499 | 3508 | IMME size/duty mark — 600mm wide | 66.4078 | General Electrical (Cables, Containment, Power, Data) |  | STANDARD | ACTIVE | BC-0028
QSOR-0002918 | DISC-ELEC | CAT-0092 | SUB-0500 | 3510 | IMME size/duty mark — 100mm wide | 39.6033 | General Electrical (Cables, Containment, Power, Data) |  | STANDARD | ACTIVE | BC-0028
QSOR-0002919 | DISC-ELEC | CAT-0092 | SUB-0500 | 3511 | IMME size/duty mark — 150mm wide | 42.1312 | General Electrical (Cables, Containment, Power, Data) |  | STANDARD | ACTIVE | BC-0028
QSOR-0002920 | DISC-ELEC | CAT-0092 | SUB-0500 | 3512 | IMME size/duty mark — 200mm wide | 44.5491 | General Electrical (Cables, Containment, Power, Data) |  | STANDARD | ACTIVE | BC-0028
QSOR-0002921 | DISC-ELEC | CAT-0092 | SUB-0500 | 3513 | IMME size/duty mark — 300mm wide | 53.6846 | General Electrical (Cables, Containment, Power, Data) |  | STANDARD | ACTIVE | BC-0028
QSOR-0002922 | DISC-ELEC | CAT-0092 | SUB-0500 | 3514 | IMME size/duty mark — 450mm wide | 71.867 | General Electrical (Cables, Containment, Power, Data) |  | STANDARD | ACTIVE | BC-0028
QSOR-0002923 | DISC-ELEC | CAT-0092 | SUB-0500 | 3515 | IMME size/duty mark — 600mm wide | 78.1549 | General Electrical (Cables, Containment, Power, Data) |  | STANDARD | ACTIVE | BC-0028
QSOR-0002924 | DISC-ELEC | CAT-0092 | SUB-0501 | 3517 | IMME size/duty mark — 100mm wide | 53.7259 | General Electrical (Cables, Containment, Power, Data) |  | STANDARD | ACTIVE | BC-0028
QSOR-0002925 | DISC-ELEC | CAT-0092 | SUB-0501 | 3518 | IMME size/duty mark — 150mm wide | 55.8197 | General Electrical (Cables, Containment, Power, Data) |  | STANDARD | ACTIVE | BC-0028
QSOR-0002926 | DISC-ELEC | CAT-0092 | SUB-0501 | 3519 | IMME size/duty mark — 200mm wide | 61.6675 | General Electrical (Cables, Containment, Power, Data) |  | STANDARD | ACTIVE | BC-0028
QSOR-0002927 | DISC-ELEC | CAT-0092 | SUB-0501 | 3520 | IMME size/duty mark — 300mm wide | 68.5677 | General Electrical (Cables, Containment, Power, Data) |  | STANDARD | ACTIVE | BC-0028
QSOR-0002928 | DISC-ELEC | CAT-0092 | SUB-0501 | 3521 | IMME size/duty mark — 450mm wide | 85.1988 | General Electrical (Cables, Containment, Power, Data) |  | STANDARD | ACTIVE | BC-0028
QSOR-0002929 | DISC-ELEC | CAT-0092 | SUB-0501 | 3522 | IMME size/duty mark — 600mm wide | 91.7016 | General Electrical (Cables, Containment, Power, Data) |  | STANDARD | ACTIVE | BC-0028
QSOR-0002930 | DISC-ELEC | CAT-0092 | SUB-0502 | 3524 | IMME size/duty mark — 100mm wide | 30.7205 | General Electrical (Cables, Containment, Power, Data) |  | STANDARD | ACTIVE | BC-0028
QSOR-0002931 | DISC-ELEC | CAT-0092 | SUB-0502 | 3525 | IMME size/duty mark — 150mm wide | 34.622 | General Electrical (Cables, Containment, Power, Data) |  | STANDARD | ACTIVE | BC-0028
QSOR-0002932 | DISC-ELEC | CAT-0092 | SUB-0502 | 3526 | IMME size/duty mark — 200mm wide | 38.5371 | General Electrical (Cables, Containment, Power, Data) |  | STANDARD | ACTIVE | BC-0028
QSOR-0002933 | DISC-ELEC | CAT-0092 | SUB-0502 | 3527 | IMME size/duty mark — 300mm wide | 43.7963 | General Electrical (Cables, Containment, Power, Data) |  | STANDARD | ACTIVE | BC-0028
QSOR-0002934 | DISC-ELEC | CAT-0092 | SUB-0502 | 3528 | IMME size/duty mark — 450mm wide | 55.5495 | General Electrical (Cables, Containment, Power, Data) |  | STANDARD | ACTIVE | BC-0028
QSOR-0002935 | DISC-ELEC | CAT-0092 | SUB-0502 | 3529 | IMME size/duty mark — 600mm wide | 70.9311 | General Electrical (Cables, Containment, Power, Data) |  | STANDARD | ACTIVE | BC-0028
QSOR-0002936 | DISC-ELEC | CAT-0092 | SUB-0503 | 3531 | IMME size/duty mark — 150mm wide | 55.5771 | General Electrical (Cables, Containment, Power, Data) |  | STANDARD | ACTIVE | BC-0028
QSOR-0002937 | DISC-ELEC | CAT-0092 | SUB-0503 | 3532 | IMME size/duty mark — 200mm wide | 61.0521 | General Electrical (Cables, Containment, Power, Data) |  | STANDARD | ACTIVE | BC-0028
QSOR-0002938 | DISC-ELEC | CAT-0092 | SUB-0503 | 3533 | IMME size/duty mark — 300mm wide | 67.7587 | General Electrical (Cables, Containment, Power, Data) |  | STANDARD | ACTIVE | BC-0028
QSOR-0002939 | DISC-ELEC | CAT-0092 | SUB-0503 | 3534 | IMME size/duty mark — 450mm wide | 81.1417 | General Electrical (Cables, Containment, Power, Data) |  | STANDARD | ACTIVE | BC-0028
QSOR-0002940 | DISC-ELEC | CAT-0092 | SUB-0503 | 3535 | IMME size/duty mark — 600mm wide | 96.255 | General Electrical (Cables, Containment, Power, Data) |  | STANDARD | ACTIVE | BC-0028
QSOR-0002941 | DISC-ELEC | CAT-0092 | SUB-0504 | 3537 | IMME size/duty mark — 100mm wide | 52.0535 | General Electrical (Cables, Containment, Power, Data) |  | STANDARD | ACTIVE | BC-0028
QSOR-0002942 | DISC-ELEC | CAT-0092 | SUB-0504 | 3538 | IMME size/duty mark — 150mm wide | 58.4441 | General Electrical (Cables, Containment, Power, Data) |  | STANDARD | ACTIVE | BC-0028
QSOR-0002943 | DISC-ELEC | CAT-0092 | SUB-0504 | 3539 | IMME size/duty mark — 200mm wide | 60.653 | General Electrical (Cables, Containment, Power, Data) |  | STANDARD | ACTIVE | BC-0028
QSOR-0002944 | DISC-ELEC | CAT-0092 | SUB-0504 | 3540 | IMME size/duty mark — 300mm wide | 68.9555 | General Electrical (Cables, Containment, Power, Data) |  | STANDARD | ACTIVE | BC-0028
QSOR-0002945 | DISC-ELEC | CAT-0092 | SUB-0504 | 3541 | IMME size/duty mark — 450mm wide | 89.0027 | General Electrical (Cables, Containment, Power, Data) |  | STANDARD | ACTIVE | BC-0028
QSOR-0002946 | DISC-ELEC | CAT-0092 | SUB-0504 | 3542 | IMME size/duty mark — 600mm wide | 105.9291 | General Electrical (Cables, Containment, Power, Data) |  | STANDARD | ACTIVE | BC-0028
QSOR-0002947 | DISC-ELEC | CAT-0092 | SUB-0505 | 3544 | IMME size/duty mark — 100mm wide | 61.6864 | General Electrical (Cables, Containment, Power, Data) |  | STANDARD | ACTIVE | BC-0028
QSOR-0002948 | DISC-ELEC | CAT-0092 | SUB-0505 | 3545 | IMME size/duty mark — 150mm wide | 64.7806 | General Electrical (Cables, Containment, Power, Data) |  | STANDARD | ACTIVE | BC-0028
QSOR-0002949 | DISC-ELEC | CAT-0092 | SUB-0505 | 3546 | IMME size/duty mark — 200mm wide | 66.5843 | General Electrical (Cables, Containment, Power, Data) |  | STANDARD | ACTIVE | BC-0028
QSOR-0002950 | DISC-ELEC | CAT-0092 | SUB-0505 | 3547 | IMME size/duty mark — 300mm wide | 82.0696 | General Electrical (Cables, Containment, Power, Data) |  | STANDARD | ACTIVE | BC-0028
QSOR-0002951 | DISC-ELEC | CAT-0092 | SUB-0505 | 3548 | IMME size/duty mark — 450mm wide | 107.1259 | General Electrical (Cables, Containment, Power, Data) |  | STANDARD | ACTIVE | BC-0028
QSOR-0002952 | DISC-ELEC | CAT-0092 | SUB-0505 | 3549 | IMME size/duty mark — 600mm wide | 120.343 | General Electrical (Cables, Containment, Power, Data) |  | STANDARD | ACTIVE | BC-0028
QSOR-0002953 | DISC-ELEC | CAT-0092 | SUB-0506 | 3551 | IMME size/duty mark — 100mm wide | 79.5297 | General Electrical (Cables, Containment, Power, Data) |  | STANDARD | ACTIVE | BC-0028
QSOR-0002954 | DISC-ELEC | CAT-0092 | SUB-0506 | 3552 | IMME size/duty mark — 150mm wide | 81.1586 | General Electrical (Cables, Containment, Power, Data) |  | STANDARD | ACTIVE | BC-0028
QSOR-0002955 | DISC-ELEC | CAT-0092 | SUB-0506 | 3553 | IMME size/duty mark — 200mm wide | 87.754 | General Electrical (Cables, Containment, Power, Data) |  | STANDARD | ACTIVE | BC-0028
QSOR-0002956 | DISC-ELEC | CAT-0092 | SUB-0506 | 3554 | IMME size/duty mark — 300mm wide | 99.7189 | General Electrical (Cables, Containment, Power, Data) |  | STANDARD | ACTIVE | BC-0028
QSOR-0002957 | DISC-ELEC | CAT-0092 | SUB-0506 | 3555 | IMME size/duty mark — 450mm wide | 124.9955 | General Electrical (Cables, Containment, Power, Data) |  | STANDARD | ACTIVE | BC-0028
QSOR-0002958 | DISC-ELEC | CAT-0092 | SUB-0506 | 3556 | IMME size/duty mark — 600mm wide | 135.7072 | General Electrical (Cables, Containment, Power, Data) |  | STANDARD | ACTIVE | BC-0028
QSOR-0002959 | DISC-ELEC | CAT-0092 | SUB-0507 | 3558 | IMME size/duty mark — 20mm | 23.0519 | General Electrical (Cables, Containment, Power, Data) |  | STANDARD | ACTIVE | BC-0028
QSOR-0002960 | DISC-ELEC | CAT-0092 | SUB-0507 | 3559 | IMME size/duty mark — 25mm | 27.2881 | General Electrical (Cables, Containment, Power, Data) |  | STANDARD | ACTIVE | BC-0028
QSOR-0002961 | DISC-ELEC | CAT-0092 | SUB-0507 | 3560 | IMME size/duty mark — 32mm | 42.2612 | General Electrical (Cables, Containment, Power, Data) |  | STANDARD | ACTIVE | BC-0028
QSOR-0002962 | DISC-ELEC | CAT-0092 | SUB-0507 | 3561 | IMME size/duty mark — 38mm | 49.767 | General Electrical (Cables, Containment, Power, Data) |  | STANDARD | ACTIVE | BC-0028
QSOR-0002963 | DISC-ELEC | CAT-0092 | SUB-0507 | 3562 | IMME size/duty mark — 50mm | 77.5107 | General Electrical (Cables, Containment, Power, Data) |  | STANDARD | ACTIVE | BC-0028
QSOR-0002964 | DISC-ELEC | CAT-0092 | SUB-0508 | 3564 | IMME size/duty mark — 16mm | 15.6078 | General Electrical (Cables, Containment, Power, Data) |  | STANDARD | ACTIVE | BC-0028
QSOR-0002965 | DISC-ELEC | CAT-0092 | SUB-0508 | 3565 | IMME size/duty mark — 20mm | 17.3296 | General Electrical (Cables, Containment, Power, Data) |  | STANDARD | ACTIVE | BC-0028
QSOR-0002966 | DISC-ELEC | CAT-0092 | SUB-0508 | 3566 | IMME size/duty mark — 25mm | 20.4434 | General Electrical (Cables, Containment, Power, Data) |  | STANDARD | ACTIVE | BC-0028
QSOR-0002967 | DISC-ELEC | CAT-0092 | SUB-0508 | 3567 | IMME size/duty mark — 32mm | 31.1812 | General Electrical (Cables, Containment, Power, Data) |  | STANDARD | ACTIVE | BC-0028
QSOR-0002968 | DISC-ELEC | CAT-0092 | SUB-0508 | 3568 | IMME size/duty mark — 38mm | 36.704 | General Electrical (Cables, Containment, Power, Data) |  | STANDARD | ACTIVE | BC-0028
QSOR-0002969 | DISC-ELEC | CAT-0092 | SUB-0508 | 3569 | IMME size/duty mark — 50mm | 56.7246 | General Electrical (Cables, Containment, Power, Data) |  | STANDARD | ACTIVE | BC-0028
QSOR-0002970 | DISC-ELEC | CAT-0092 | SUB-0509 | 3571 | IMME size/duty mark — 16mm | 12.0413 | General Electrical (Cables, Containment, Power, Data) |  | STANDARD | ACTIVE | BC-0028
QSOR-0002971 | DISC-ELEC | CAT-0092 | SUB-0509 | 3572 | IMME size/duty mark — 20mm | 11.2816 | General Electrical (Cables, Containment, Power, Data) |  | STANDARD | ACTIVE | BC-0028
QSOR-0002972 | DISC-ELEC | CAT-0092 | SUB-0509 | 3573 | IMME size/duty mark — 25mm | 17.6448 | General Electrical (Cables, Containment, Power, Data) |  | STANDARD | ACTIVE | BC-0028
QSOR-0002973 | DISC-ELEC | CAT-0092 | SUB-0509 | 3574 | IMME size/duty mark — 32mm | 21.4861 | General Electrical (Cables, Containment, Power, Data) |  | STANDARD | ACTIVE | BC-0028
QSOR-0002974 | DISC-ELEC | CAT-0092 | SUB-0509 | 3575 | IMME size/duty mark — 38mm | 26.1929 | General Electrical (Cables, Containment, Power, Data) |  | STANDARD | ACTIVE | BC-0028
QSOR-0002975 | DISC-ELEC | CAT-0092 | SUB-0509 | 3576 | IMME size/duty mark — 50mm | 31.7915 | General Electrical (Cables, Containment, Power, Data) |  | STANDARD | ACTIVE | BC-0028
QSOR-0002976 | DISC-ELEC | CAT-0092 | SUB-0510 | 3578 | IMME size/duty mark — 16mm | 46.0382 | General Electrical (Cables, Containment, Power, Data) |  | STANDARD | ACTIVE | BC-0028
QSOR-0002977 | DISC-ELEC | CAT-0092 | SUB-0510 | 3579 | IMME size/duty mark — 20mm | 55.5315 | General Electrical (Cables, Containment, Power, Data) |  | STANDARD | ACTIVE | BC-0028
QSOR-0002978 | DISC-ELEC | CAT-0092 | SUB-0510 | 3580 | IMME size/duty mark — 25mm | 66.0557 | General Electrical (Cables, Containment, Power, Data) |  | STANDARD | ACTIVE | BC-0028
QSOR-0002979 | DISC-ELEC | CAT-0092 | SUB-0510 | 3581 | IMME size/duty mark — 32mm | 78.3154 | General Electrical (Cables, Containment, Power, Data) |  | STANDARD | ACTIVE | BC-0028
QSOR-0002980 | DISC-ELEC | CAT-0092 | SUB-0510 | 3582 | IMME size/duty mark — 38mm | 94.2209 | General Electrical (Cables, Containment, Power, Data) |  | STANDARD | ACTIVE | BC-0028
QSOR-0002981 | DISC-ELEC | CAT-0092 | SUB-0510 | 3583 | IMME size/duty mark — 50mm | 102.7735 | General Electrical (Cables, Containment, Power, Data) |  | STANDARD | ACTIVE | BC-0028
QSOR-0002982 | DISC-ELEC | CAT-0092 | SUB-0511 | 3585 | IMME size/duty mark — 75 × 75 × 53mm | 34.7287 | General Electrical (Cables, Containment, Power, Data) |  | STANDARD | ACTIVE | BC-0028
QSOR-0002983 | DISC-ELEC | CAT-0092 | SUB-0511 | 3586 | IMME size/duty mark — 100 × 100 × 75mm | 39.4739 | General Electrical (Cables, Containment, Power, Data) |  | STANDARD | ACTIVE | BC-0028
QSOR-0002984 | DISC-ELEC | CAT-0092 | SUB-0511 | 3587 | IMME size/duty mark — 150 × 150 × 75mm | 45.7057 | General Electrical (Cables, Containment, Power, Data) |  | STANDARD | ACTIVE | BC-0028
QSOR-0002985 | DISC-ELEC | CAT-0092 | SUB-0512 | 3589 | IMME size/duty mark — 2 way | 12.1477 | General Electrical (Cables, Containment, Power, Data) |  | STANDARD | ACTIVE | BC-0028
QSOR-0002986 | DISC-ELEC | CAT-0092 | SUB-0512 | 3590 | IMME size/duty mark — 3 way | 12.5254 | General Electrical (Cables, Containment, Power, Data) |  | STANDARD | ACTIVE | BC-0028
QSOR-0002987 | DISC-ELEC | CAT-0092 | SUB-0512 | 3591 | IMME size/duty mark — 4 way | 13.3254 | General Electrical (Cables, Containment, Power, Data) |  | STANDARD | ACTIVE | BC-0028
QSOR-0002988 | DISC-ELEC | CAT-0092 | SUB-0512 | 3592 | IMME size/duty mark — 5 way | 14.0213 | General Electrical (Cables, Containment, Power, Data) |  | STANDARD | ACTIVE | BC-0028
QSOR-0002989 | DISC-ELEC | CAT-0092 | SUB-0512 | 3593 | IMME size/duty mark — 6 way | 15.5713 | General Electrical (Cables, Containment, Power, Data) |  | STANDARD | ACTIVE | BC-0028
QSOR-0002990 | DISC-ELEC | CAT-0092 | SUB-0512 | 3594 | IMME size/duty mark — 7 way | 16.357 | General Electrical (Cables, Containment, Power, Data) |  | STANDARD | ACTIVE | BC-0028
QSOR-0002991 | DISC-ELEC | CAT-0092 | SUB-0512 | 3595 | IMME size/duty mark — 8 way | 18.7442 | General Electrical (Cables, Containment, Power, Data) |  | STANDARD | ACTIVE | BC-0028
QSOR-0002992 | DISC-ELEC | CAT-0092 | SUB-0512 | 3596 | IMME size/duty mark — 9 way | 19.7949 | General Electrical (Cables, Containment, Power, Data) |  | STANDARD | ACTIVE | BC-0028
QSOR-0002993 | DISC-ELEC | CAT-0092 | SUB-0512 | 3597 | IMME size/duty mark — 10 way | 22.1936 | General Electrical (Cables, Containment, Power, Data) |  | STANDARD | ACTIVE | BC-0028
QSOR-0002994 | DISC-ELEC | CAT-0092 | SUB-0512 | 3598 | IMME size/duty mark — 11 way | 22.8881 | General Electrical (Cables, Containment, Power, Data) |  | STANDARD | ACTIVE | BC-0028
QSOR-0002995 | DISC-ELEC | CAT-0092 | SUB-0512 | 3599 | IMME size/duty mark — 13 way | 25.5475 | General Electrical (Cables, Containment, Power, Data) |  | STANDARD | ACTIVE | BC-0028
QSOR-0002996 | DISC-ELEC | CAT-0092 | SUB-0512 | 3600 | IMME size/duty mark — 14 way | 26.3231 | General Electrical (Cables, Containment, Power, Data) |  | STANDARD | ACTIVE | BC-0028
QSOR-0002997 | DISC-ELEC | CAT-0092 | SUB-0512 | 3601 | IMME size/duty mark — 15 way | 27.8298 | General Electrical (Cables, Containment, Power, Data) |  | STANDARD | ACTIVE | BC-0028
QSOR-0002998 | DISC-ELEC | CAT-0092 | SUB-0512 | 3602 | IMME size/duty mark — 16 way | 30.8915 | General Electrical (Cables, Containment, Power, Data) |  | STANDARD | ACTIVE | BC-0028
QSOR-0002999 | DISC-ELEC | CAT-0092 | SUB-0512 | 3603 | IMME size/duty mark — 18 way | 32.5964 | General Electrical (Cables, Containment, Power, Data) |  | STANDARD | ACTIVE | BC-0028
QSOR-0003000 | DISC-ELEC | CAT-0092 | SUB-0513 | 3605 | IMME size/duty mark — 50 × 50mm | 25.5723 | General Electrical (Cables, Containment, Power, Data) |  | STANDARD | ACTIVE | BC-0028
QSOR-0003001 | DISC-ELEC | CAT-0092 | SUB-0513 | 3606 | IMME size/duty mark — 75 × 50mm | 33.6279 | General Electrical (Cables, Containment, Power, Data) |  | STANDARD | ACTIVE | BC-0028
QSOR-0003002 | DISC-ELEC | CAT-0092 | SUB-0513 | 3607 | IMME size/duty mark — 75 × 75mm | 43.5663 | General Electrical (Cables, Containment, Power, Data) |  | STANDARD | ACTIVE | BC-0028
QSOR-0003003 | DISC-ELEC | CAT-0092 | SUB-0513 | 3608 | IMME size/duty mark — 100 × 50mm | 37.5732 | General Electrical (Cables, Containment, Power, Data) |  | STANDARD | ACTIVE | BC-0028
QSOR-0003004 | DISC-ELEC | CAT-0092 | SUB-0513 | 3609 | IMME size/duty mark — 100 × 75mm | 43.6022 | General Electrical (Cables, Containment, Power, Data) |  | STANDARD | ACTIVE | BC-0028
QSOR-0003005 | DISC-ELEC | CAT-0092 | SUB-0513 | 3610 | IMME size/duty mark — 100 × 100mm | 42.3506 | General Electrical (Cables, Containment, Power, Data) |  | STANDARD | ACTIVE | BC-0028
QSOR-0003006 | DISC-ELEC | CAT-0092 | SUB-0513 | 3611 | IMME size/duty mark — 150 × 50mm | 62.2726 | General Electrical (Cables, Containment, Power, Data) |  | STANDARD | ACTIVE | BC-0028
QSOR-0003007 | DISC-ELEC | CAT-0092 | SUB-0513 | 3612 | IMME size/duty mark — 150 × 100mm | 68.6545 | General Electrical (Cables, Containment, Power, Data) |  | STANDARD | ACTIVE | BC-0028
QSOR-0003008 | DISC-ELEC | CAT-0092 | SUB-0513 | 3613 | IMME size/duty mark — 150 × 150mm | 71.5272 | General Electrical (Cables, Containment, Power, Data) |  | STANDARD | ACTIVE | BC-0028
QSOR-0003009 | DISC-ELEC | CAT-0092 | SUB-0513 | 3614 | IMME size/duty mark — 225 × 75mm | 87.8314 | General Electrical (Cables, Containment, Power, Data) |  | STANDARD | ACTIVE | BC-0028
QSOR-0003010 | DISC-ELEC | CAT-0092 | SUB-0513 | 3615 | IMME size/duty mark — 225 × 150mm | 117.695 | General Electrical (Cables, Containment, Power, Data) |  | STANDARD | ACTIVE | BC-0028
QSOR-0003011 | DISC-ELEC | CAT-0092 | SUB-0513 | 3616 | IMME size/duty mark — 225 × 225mm | 120.0217 | General Electrical (Cables, Containment, Power, Data) |  | STANDARD | ACTIVE | BC-0028
QSOR-0003012 | DISC-ELEC | CAT-0092 | SUB-0513 | 3617 | IMME size/duty mark — 300 × 75mm | 115.0299 | General Electrical (Cables, Containment, Power, Data) |  | STANDARD | ACTIVE | BC-0028
QSOR-0003013 | DISC-ELEC | CAT-0092 | SUB-0513 | 3618 | IMME size/duty mark — 300 × 100mm | 121.1837 | General Electrical (Cables, Containment, Power, Data) |  | STANDARD | ACTIVE | BC-0028
QSOR-0003014 | DISC-ELEC | CAT-0092 | SUB-0513 | 3619 | IMME size/duty mark — 300 × 150mm | 127.0463 | General Electrical (Cables, Containment, Power, Data) |  | STANDARD | ACTIVE | BC-0028
QSOR-0003015 | DISC-ELEC | CAT-0092 | SUB-0513 | 3620 | IMME size/duty mark — 300 × 225mm | 138.0194 | General Electrical (Cables, Containment, Power, Data) |  | STANDARD | ACTIVE | BC-0028
QSOR-0003016 | DISC-ELEC | CAT-0092 | SUB-0513 | 3621 | IMME size/duty mark — 300 × 300mm | 145.6997 | General Electrical (Cables, Containment, Power, Data) |  | STANDARD | ACTIVE | BC-0028
QSOR-0003017 | DISC-ELEC | CAT-0092 | SUB-0514 | 3623 | IMME size/duty mark — 50 × 50mm | 12.3972 | General Electrical (Cables, Containment, Power, Data) |  | STANDARD | ACTIVE | BC-0028
QSOR-0003018 | DISC-ELEC | CAT-0092 | SUB-0514 | 3624 | IMME size/duty mark — 75 × 50mm | 10.4941 | General Electrical (Cables, Containment, Power, Data) |  | STANDARD | ACTIVE | BC-0028
QSOR-0003019 | DISC-ELEC | CAT-0092 | SUB-0514 | 3625 | IMME size/duty mark — 75 × 75mm | 13.4976 | General Electrical (Cables, Containment, Power, Data) |  | STANDARD | ACTIVE | BC-0028
QSOR-0003020 | DISC-ELEC | CAT-0092 | SUB-0514 | 3626 | IMME size/duty mark — 100 × 50mm | 13.4873 | General Electrical (Cables, Containment, Power, Data) |  | STANDARD | ACTIVE | BC-0028
QSOR-0003021 | DISC-ELEC | CAT-0092 | SUB-0514 | 3627 | IMME size/duty mark — 100 × 75mm | 16.2359 | General Electrical (Cables, Containment, Power, Data) |  | STANDARD | ACTIVE | BC-0028
QSOR-0003022 | DISC-ELEC | CAT-0092 | SUB-0514 | 3628 | IMME size/duty mark — 100 × 100mm | 13.0217 | General Electrical (Cables, Containment, Power, Data) |  | STANDARD | ACTIVE | BC-0028
QSOR-0003023 | DISC-ELEC | CAT-0092 | SUB-0514 | 3629 | IMME size/duty mark — 150 × 50mm | 17.5452 | General Electrical (Cables, Containment, Power, Data) |  | STANDARD | ACTIVE | BC-0028
QSOR-0003024 | DISC-ELEC | CAT-0092 | SUB-0514 | 3630 | IMME size/duty mark — 150 × 100mm | 18.5395 | General Electrical (Cables, Containment, Power, Data) |  | STANDARD | ACTIVE | BC-0028
QSOR-0003025 | DISC-ELEC | CAT-0092 | SUB-0514 | 3631 | IMME size/duty mark — 150 × 150mm | 15.5062 | General Electrical (Cables, Containment, Power, Data) |  | STANDARD | ACTIVE | BC-0028
QSOR-0003026 | DISC-ELEC | CAT-0092 | SUB-0514 | 3632 | IMME size/duty mark — 225 × 75mm | 20.8176 | General Electrical (Cables, Containment, Power, Data) |  | STANDARD | ACTIVE | BC-0028
QSOR-0003027 | DISC-ELEC | CAT-0092 | SUB-0514 | 3633 | IMME size/duty mark — 225 × 150mm | 22.3163 | General Electrical (Cables, Containment, Power, Data) |  | STANDARD | ACTIVE | BC-0028
QSOR-0003028 | DISC-ELEC | CAT-0092 | SUB-0514 | 3634 | IMME size/duty mark — 225 × 225mm | 25.6601 | General Electrical (Cables, Containment, Power, Data) |  | STANDARD | ACTIVE | BC-0028
QSOR-0003029 | DISC-ELEC | CAT-0092 | SUB-0514 | 3635 | IMME size/duty mark — 300 × 75mm | 27.5772 | General Electrical (Cables, Containment, Power, Data) |  | STANDARD | ACTIVE | BC-0028
QSOR-0003030 | DISC-ELEC | CAT-0092 | SUB-0514 | 3636 | IMME size/duty mark — 300 × 100mm | 26.8306 | General Electrical (Cables, Containment, Power, Data) |  | STANDARD | ACTIVE | BC-0028
QSOR-0003031 | DISC-ELEC | CAT-0092 | SUB-0514 | 3637 | IMME size/duty mark — 300 × 150mm | 28.3423 | General Electrical (Cables, Containment, Power, Data) |  | STANDARD | ACTIVE | BC-0028
QSOR-0003032 | DISC-ELEC | CAT-0092 | SUB-0514 | 3638 | IMME size/duty mark — 300 × 225mm | 30.5255 | General Electrical (Cables, Containment, Power, Data) |  | STANDARD | ACTIVE | BC-0028
QSOR-0003033 | DISC-ELEC | CAT-0092 | SUB-0514 | 3639 | IMME size/duty mark — 300 × 300mm | 32.3998 | General Electrical (Cables, Containment, Power, Data) |  | STANDARD | ACTIVE | BC-0028
QSOR-0003034 | DISC-ELEC | CAT-0092 | SUB-0515 | 3641 | IMME size/duty mark — 50 × 50mm | 11.525 | General Electrical (Cables, Containment, Power, Data) |  | STANDARD | ACTIVE | BC-0028
QSOR-0003035 | DISC-ELEC | CAT-0092 | SUB-0515 | 3642 | IMME size/duty mark — 75 × 50mm | 14.558 | General Electrical (Cables, Containment, Power, Data) |  | STANDARD | ACTIVE | BC-0028
QSOR-0003036 | DISC-ELEC | CAT-0092 | SUB-0515 | 3643 | IMME size/duty mark — 75 × 75mm | 14.9243 | General Electrical (Cables, Containment, Power, Data) |  | STANDARD | ACTIVE | BC-0028
QSOR-0003037 | DISC-ELEC | CAT-0092 | SUB-0515 | 3644 | IMME size/duty mark — 100 × 50mm | 16.2844 | General Electrical (Cables, Containment, Power, Data) |  | STANDARD | ACTIVE | BC-0028
QSOR-0003038 | DISC-ELEC | CAT-0092 | SUB-0515 | 3645 | IMME size/duty mark — 100 × 75mm | 18.2026 | General Electrical (Cables, Containment, Power, Data) |  | STANDARD | ACTIVE | BC-0028
QSOR-0003039 | DISC-ELEC | CAT-0092 | SUB-0515 | 3646 | IMME size/duty mark — 100 × 100mm | 18.1313 | General Electrical (Cables, Containment, Power, Data) |  | STANDARD | ACTIVE | BC-0028
QSOR-0003040 | DISC-ELEC | CAT-0092 | SUB-0515 | 3647 | IMME size/duty mark — 150 × 50mm | 18.6256 | General Electrical (Cables, Containment, Power, Data) |  | STANDARD | ACTIVE | BC-0028
QSOR-0003041 | DISC-ELEC | CAT-0092 | SUB-0515 | 3648 | IMME size/duty mark — 150 × 100mm | 17.8602 | General Electrical (Cables, Containment, Power, Data) |  | STANDARD | ACTIVE | BC-0028
QSOR-0003042 | DISC-ELEC | CAT-0092 | SUB-0515 | 3649 | IMME size/duty mark — 150 × 150mm | 20.654 | General Electrical (Cables, Containment, Power, Data) |  | STANDARD | ACTIVE | BC-0028
QSOR-0003043 | DISC-ELEC | CAT-0092 | SUB-0515 | 3650 | IMME size/duty mark — 225 × 75mm | 21.2056 | General Electrical (Cables, Containment, Power, Data) |  | STANDARD | ACTIVE | BC-0028
QSOR-0003044 | DISC-ELEC | CAT-0092 | SUB-0515 | 3651 | IMME size/duty mark — 225 × 150mm | 22.7331 | General Electrical (Cables, Containment, Power, Data) |  | STANDARD | ACTIVE | BC-0028
QSOR-0003045 | DISC-ELEC | CAT-0092 | SUB-0515 | 3652 | IMME size/duty mark — 225 × 225mm | 25.8387 | General Electrical (Cables, Containment, Power, Data) |  | STANDARD | ACTIVE | BC-0028
QSOR-0003046 | DISC-ELEC | CAT-0092 | SUB-0515 | 3653 | IMME size/duty mark — 300 × 75mm | 26.4482 | General Electrical (Cables, Containment, Power, Data) |  | STANDARD | ACTIVE | BC-0028
QSOR-0003047 | DISC-ELEC | CAT-0092 | SUB-0515 | 3654 | IMME size/duty mark — 300 × 100mm | 27.1558 | General Electrical (Cables, Containment, Power, Data) |  | STANDARD | ACTIVE | BC-0028
QSOR-0003048 | DISC-ELEC | CAT-0092 | SUB-0515 | 3655 | IMME size/duty mark — 300 × 150mm | 28.9143 | General Electrical (Cables, Containment, Power, Data) |  | STANDARD | ACTIVE | BC-0028
QSOR-0003049 | DISC-ELEC | CAT-0092 | SUB-0515 | 3656 | IMME size/duty mark — 300 × 225mm | 29.6897 | General Electrical (Cables, Containment, Power, Data) |  | STANDARD | ACTIVE | BC-0028
QSOR-0003050 | DISC-ELEC | CAT-0092 | SUB-0515 | 3657 | IMME size/duty mark — 300 × 300mm | 32.2423 | General Electrical (Cables, Containment, Power, Data) |  | STANDARD | ACTIVE | BC-0028
QSOR-0003051 | DISC-ELEC | CAT-0092 | SUB-0516 | 3659 | IMME size/duty mark — 50 × 50mm | 30.29 | General Electrical (Cables, Containment, Power, Data) |  | STANDARD | ACTIVE | BC-0028
QSOR-0003052 | DISC-ELEC | CAT-0092 | SUB-0516 | 3660 | IMME size/duty mark — 75 × 50mm | 32.2296 | General Electrical (Cables, Containment, Power, Data) |  | STANDARD | ACTIVE | BC-0028
QSOR-0003053 | DISC-ELEC | CAT-0092 | SUB-0516 | 3661 | IMME size/duty mark — 75 × 75mm | 40.0334 | General Electrical (Cables, Containment, Power, Data) |  | STANDARD | ACTIVE | BC-0028
QSOR-0003054 | DISC-ELEC | CAT-0092 | SUB-0516 | 3662 | IMME size/duty mark — 100 × 50mm | 33.48 | General Electrical (Cables, Containment, Power, Data) |  | STANDARD | ACTIVE | BC-0028
QSOR-0003055 | DISC-ELEC | CAT-0092 | SUB-0516 | 3663 | IMME size/duty mark — 100 × 75mm | 44.9602 | General Electrical (Cables, Containment, Power, Data) |  | STANDARD | ACTIVE | BC-0028
QSOR-0003056 | DISC-ELEC | CAT-0092 | SUB-0516 | 3664 | IMME size/duty mark — 100 × 100mm | 37.3804 | General Electrical (Cables, Containment, Power, Data) |  | STANDARD | ACTIVE | BC-0028
QSOR-0003057 | DISC-ELEC | CAT-0092 | SUB-0516 | 3665 | IMME size/duty mark — 150 × 50mm | 53.9722 | General Electrical (Cables, Containment, Power, Data) |  | STANDARD | ACTIVE | BC-0028
QSOR-0003058 | DISC-ELEC | CAT-0092 | SUB-0516 | 3666 | IMME size/duty mark — 150 × 100mm | 68.4684 | General Electrical (Cables, Containment, Power, Data) |  | STANDARD | ACTIVE | BC-0028
QSOR-0003059 | DISC-ELEC | CAT-0092 | SUB-0516 | 3667 | IMME size/duty mark — 150 × 150mm | 55.7054 | General Electrical (Cables, Containment, Power, Data) |  | STANDARD | ACTIVE | BC-0028
QSOR-0003060 | DISC-ELEC | CAT-0092 | SUB-0516 | 3668 | IMME size/duty mark — 225 × 75mm | 81.5887 | General Electrical (Cables, Containment, Power, Data) |  | STANDARD | ACTIVE | BC-0028
QSOR-0003061 | DISC-ELEC | CAT-0092 | SUB-0516 | 3669 | IMME size/duty mark — 225 × 150mm | 95.6624 | General Electrical (Cables, Containment, Power, Data) |  | STANDARD | ACTIVE | BC-0028
QSOR-0003062 | DISC-ELEC | CAT-0092 | SUB-0516 | 3670 | IMME size/duty mark — 225 × 225mm | 106.6709 | General Electrical (Cables, Containment, Power, Data) |  | STANDARD | ACTIVE | BC-0028
QSOR-0003063 | DISC-ELEC | CAT-0092 | SUB-0516 | 3671 | IMME size/duty mark — 300 × 75mm | 101.4361 | General Electrical (Cables, Containment, Power, Data) |  | STANDARD | ACTIVE | BC-0028
QSOR-0003064 | DISC-ELEC | CAT-0092 | SUB-0516 | 3672 | IMME size/duty mark — 300 × 100mm | 103.6375 | General Electrical (Cables, Containment, Power, Data) |  | STANDARD | ACTIVE | BC-0028
QSOR-0003065 | DISC-ELEC | CAT-0092 | SUB-0516 | 3673 | IMME size/duty mark — 300 × 150mm | 112.8247 | General Electrical (Cables, Containment, Power, Data) |  | STANDARD | ACTIVE | BC-0028
QSOR-0003066 | DISC-ELEC | CAT-0092 | SUB-0516 | 3674 | IMME size/duty mark — 300 × 225mm | 120.907 | General Electrical (Cables, Containment, Power, Data) |  | STANDARD | ACTIVE | BC-0028
QSOR-0003067 | DISC-ELEC | CAT-0092 | SUB-0516 | 3675 | IMME size/duty mark — 300 × 300mm | 126.061 | General Electrical (Cables, Containment, Power, Data) |  | STANDARD | ACTIVE | BC-0028
QSOR-0003068 | DISC-ELEC | CAT-0092 | SUB-0517 | 3677 | IMME size/duty mark — 50 × 50mm | 38.7151 | General Electrical (Cables, Containment, Power, Data) |  | STANDARD | ACTIVE | BC-0028
QSOR-0003069 | DISC-ELEC | CAT-0092 | SUB-0517 | 3678 | IMME size/duty mark — 75 × 50mm | 38.6007 | General Electrical (Cables, Containment, Power, Data) |  | STANDARD | ACTIVE | BC-0028
QSOR-0003070 | DISC-ELEC | CAT-0092 | SUB-0517 | 3679 | IMME size/duty mark — 75 × 75mm | 48.8142 | General Electrical (Cables, Containment, Power, Data) |  | STANDARD | ACTIVE | BC-0028
QSOR-0003071 | DISC-ELEC | CAT-0092 | SUB-0517 | 3680 | IMME size/duty mark — 100 × 50mm | 48.3953 | General Electrical (Cables, Containment, Power, Data) |  | STANDARD | ACTIVE | BC-0028
QSOR-0003072 | DISC-ELEC | CAT-0092 | SUB-0517 | 3681 | IMME size/duty mark — 100 × 75mm | 46.4675 | General Electrical (Cables, Containment, Power, Data) |  | STANDARD | ACTIVE | BC-0028
QSOR-0003073 | DISC-ELEC | CAT-0092 | SUB-0517 | 3682 | IMME size/duty mark — 100 × 100mm | 45.7844 | General Electrical (Cables, Containment, Power, Data) |  | STANDARD | ACTIVE | BC-0028
QSOR-0003074 | DISC-ELEC | CAT-0092 | SUB-0517 | 3683 | IMME size/duty mark — 150 × 50mm | 65.4958 | General Electrical (Cables, Containment, Power, Data) |  | STANDARD | ACTIVE | BC-0028
QSOR-0003075 | DISC-ELEC | CAT-0092 | SUB-0517 | 3684 | IMME size/duty mark — 150 × 100mm | 72.2637 | General Electrical (Cables, Containment, Power, Data) |  | STANDARD | ACTIVE | BC-0028
QSOR-0003076 | DISC-ELEC | CAT-0092 | SUB-0517 | 3685 | IMME size/duty mark — 150 × 150mm | 60.8794 | General Electrical (Cables, Containment, Power, Data) |  | STANDARD | ACTIVE | BC-0028
QSOR-0003077 | DISC-ELEC | CAT-0092 | SUB-0517 | 3686 | IMME size/duty mark — 225 × 75mm | 102.5776 | General Electrical (Cables, Containment, Power, Data) |  | STANDARD | ACTIVE | BC-0028
QSOR-0003078 | DISC-ELEC | CAT-0092 | SUB-0517 | 3687 | IMME size/duty mark — 225 × 150mm | 127.7795 | General Electrical (Cables, Containment, Power, Data) |  | STANDARD | ACTIVE | BC-0028
QSOR-0003079 | DISC-ELEC | CAT-0092 | SUB-0517 | 3688 | IMME size/duty mark — 225 × 225mm | 141.8099 | General Electrical (Cables, Containment, Power, Data) |  | STANDARD | ACTIVE | BC-0028
QSOR-0003080 | DISC-ELEC | CAT-0092 | SUB-0517 | 3689 | IMME size/duty mark — 300 × 75mm | 136.0622 | General Electrical (Cables, Containment, Power, Data) |  | STANDARD | ACTIVE | BC-0028
QSOR-0003081 | DISC-ELEC | CAT-0092 | SUB-0517 | 3690 | IMME size/duty mark — 300 × 100mm | 139.1829 | General Electrical (Cables, Containment, Power, Data) |  | STANDARD | ACTIVE | BC-0028
QSOR-0003082 | DISC-ELEC | CAT-0092 | SUB-0517 | 3691 | IMME size/duty mark — 300 × 150mm | 149.0753 | General Electrical (Cables, Containment, Power, Data) |  | STANDARD | ACTIVE | BC-0028
QSOR-0003083 | DISC-ELEC | CAT-0092 | SUB-0517 | 3692 | IMME size/duty mark — 300 × 225mm | 159.7304 | General Electrical (Cables, Containment, Power, Data) |  | STANDARD | ACTIVE | BC-0028
QSOR-0003084 | DISC-ELEC | CAT-0092 | SUB-0517 | 3693 | IMME size/duty mark — 300 × 300mm | 171.2355 | General Electrical (Cables, Containment, Power, Data) |  | STANDARD | ACTIVE | BC-0028
QSOR-0003085 | DISC-ELEC | CAT-0092 | SUB-0518 | 3695 | IMME size/duty mark — 50 × 50mm | 47.0369 | General Electrical (Cables, Containment, Power, Data) |  | STANDARD | ACTIVE | BC-0028
QSOR-0003086 | DISC-ELEC | CAT-0092 | SUB-0518 | 3696 | IMME size/duty mark — 75 × 50mm | 54.4759 | General Electrical (Cables, Containment, Power, Data) |  | STANDARD | ACTIVE | BC-0028
QSOR-0003087 | DISC-ELEC | CAT-0092 | SUB-0518 | 3697 | IMME size/duty mark — 75 × 75mm | 56.1918 | General Electrical (Cables, Containment, Power, Data) |  | STANDARD | ACTIVE | BC-0028
QSOR-0003088 | DISC-ELEC | CAT-0092 | SUB-0518 | 3698 | IMME size/duty mark — 100 × 50mm | 64.3743 | General Electrical (Cables, Containment, Power, Data) |  | STANDARD | ACTIVE | BC-0028
QSOR-0003089 | DISC-ELEC | CAT-0092 | SUB-0518 | 3699 | IMME size/duty mark — 100 × 75mm | 61.2241 | General Electrical (Cables, Containment, Power, Data) |  | STANDARD | ACTIVE | BC-0028
QSOR-0003090 | DISC-ELEC | CAT-0092 | SUB-0518 | 3700 | IMME size/duty mark — 100 × 100mm | 55.787 | General Electrical (Cables, Containment, Power, Data) |  | STANDARD | ACTIVE | BC-0028
QSOR-0003091 | DISC-ELEC | CAT-0092 | SUB-0518 | 3701 | IMME size/duty mark — 150 × 50mm | 77.832 | General Electrical (Cables, Containment, Power, Data) |  | STANDARD | ACTIVE | BC-0028
QSOR-0003092 | DISC-ELEC | CAT-0092 | SUB-0518 | 3702 | IMME size/duty mark — 150 × 100mm | 80.0196 | General Electrical (Cables, Containment, Power, Data) |  | STANDARD | ACTIVE | BC-0028
QSOR-0003093 | DISC-ELEC | CAT-0092 | SUB-0518 | 3703 | IMME size/duty mark — 150 × 150mm | 85.5996 | General Electrical (Cables, Containment, Power, Data) |  | STANDARD | ACTIVE | BC-0028
QSOR-0003094 | DISC-ELEC | CAT-0092 | SUB-0518 | 3704 | IMME size/duty mark — 225 × 75mm | 113.3305 | General Electrical (Cables, Containment, Power, Data) |  | STANDARD | ACTIVE | BC-0028
QSOR-0003095 | DISC-ELEC | CAT-0092 | SUB-0518 | 3705 | IMME size/duty mark — 225 × 150mm | 122.1348 | General Electrical (Cables, Containment, Power, Data) |  | STANDARD | ACTIVE | BC-0028
QSOR-0003096 | DISC-ELEC | CAT-0092 | SUB-0518 | 3706 | IMME size/duty mark — 225 × 225mm | 150.8729 | General Electrical (Cables, Containment, Power, Data) |  | STANDARD | ACTIVE | BC-0028
QSOR-0003097 | DISC-ELEC | CAT-0092 | SUB-0518 | 3707 | IMME size/duty mark — 300 × 75mm | 149.7375 | General Electrical (Cables, Containment, Power, Data) |  | STANDARD | ACTIVE | BC-0028
QSOR-0003098 | DISC-ELEC | CAT-0092 | SUB-0518 | 3708 | IMME size/duty mark — 300 × 100mm | 155.1155 | General Electrical (Cables, Containment, Power, Data) |  | STANDARD | ACTIVE | BC-0028
QSOR-0003099 | DISC-ELEC | CAT-0092 | SUB-0518 | 3709 | IMME size/duty mark — 300 × 150mm | 165.2636 | General Electrical (Cables, Containment, Power, Data) |  | STANDARD | ACTIVE | BC-0028
QSOR-0003100 | DISC-ELEC | CAT-0092 | SUB-0518 | 3710 | IMME size/duty mark — 300 × 225mm | 174.116 | General Electrical (Cables, Containment, Power, Data) |  | STANDARD | ACTIVE | BC-0028
QSOR-0003101 | DISC-ELEC | CAT-0092 | SUB-0518 | 3711 | IMME size/duty mark — 300 × 300mm | 184.6462 | General Electrical (Cables, Containment, Power, Data) |  | STANDARD | ACTIVE | BC-0028
QSOR-0003102 | DISC-ELEC | CAT-0092 | SUB-0519 | 3713 | IMME size/duty mark — 16 × 16mm | 11.3174 | General Electrical (Cables, Containment, Power, Data) |  | STANDARD | ACTIVE | BC-0028
QSOR-0003103 | DISC-ELEC | CAT-0092 | SUB-0519 | 3714 | IMME size/duty mark — 25 × 16mm | 12.2581 | General Electrical (Cables, Containment, Power, Data) |  | STANDARD | ACTIVE | BC-0028
QSOR-0003104 | DISC-ELEC | CAT-0092 | SUB-0519 | 3715 | IMME size/duty mark — 38 × 16mm | 14.207 | General Electrical (Cables, Containment, Power, Data) |  | STANDARD | ACTIVE | BC-0028
QSOR-0003105 | DISC-ELEC | CAT-0092 | SUB-0519 | 3716 | IMME size/duty mark — 38 × 25mm | 15.3273 | General Electrical (Cables, Containment, Power, Data) |  | STANDARD | ACTIVE | BC-0028
QSOR-0003106 | DISC-ELEC | CAT-0092 | SUB-0519 | 3717 | IMME size/duty mark — 50 × 50mm | 32.56 | General Electrical (Cables, Containment, Power, Data) |  | STANDARD | ACTIVE | BC-0028
QSOR-0003107 | DISC-ELEC | CAT-0092 | SUB-0519 | 3718 | IMME size/duty mark — 75 × 50mm | 34.9441 | General Electrical (Cables, Containment, Power, Data) |  | STANDARD | ACTIVE | BC-0028
QSOR-0003108 | DISC-ELEC | CAT-0092 | SUB-0519 | 3719 | IMME size/duty mark — 75 × 75mm | 38.285 | General Electrical (Cables, Containment, Power, Data) |  | STANDARD | ACTIVE | BC-0028
QSOR-0003109 | DISC-ELEC | CAT-0092 | SUB-0519 | 3720 | IMME size/duty mark — 100 × 50mm | 46.29 | General Electrical (Cables, Containment, Power, Data) |  | STANDARD | ACTIVE | BC-0028
QSOR-0003110 | DISC-ELEC | CAT-0092 | SUB-0519 | 3721 | IMME size/duty mark — 100 × 75mm | 50.6816 | General Electrical (Cables, Containment, Power, Data) |  | STANDARD | ACTIVE | BC-0028
QSOR-0003111 | DISC-ELEC | CAT-0092 | SUB-0519 | 3722 | IMME size/duty mark — 100 × 100mm | 53.9496 | General Electrical (Cables, Containment, Power, Data) |  | STANDARD | ACTIVE | BC-0028
QSOR-0003112 | DISC-ELEC | CAT-0092 | SUB-0519 | 3723 | IMME size/duty mark — 150 × 50mm | 50.7947 | General Electrical (Cables, Containment, Power, Data) |  | STANDARD | ACTIVE | BC-0028
QSOR-0003113 | DISC-ELEC | CAT-0092 | SUB-0519 | 3724 | IMME size/duty mark — 150 × 75mm | 77.4728 | General Electrical (Cables, Containment, Power, Data) |  | STANDARD | ACTIVE | BC-0028
QSOR-0003114 | DISC-ELEC | CAT-0092 | SUB-0519 | 3725 | IMME size/duty mark — 150 × 100mm | 89.8088 | General Electrical (Cables, Containment, Power, Data) |  | STANDARD | ACTIVE | BC-0028
QSOR-0003115 | DISC-ELEC | CAT-0092 | SUB-0519 | 3726 | IMME size/duty mark — 150 × 150mm | 93.1296 | General Electrical (Cables, Containment, Power, Data) |  | STANDARD | ACTIVE | BC-0028
QSOR-0003116 | DISC-ELEC | CAT-0092 | SUB-0520 | 3728 | IMME size/duty mark — 50 × 50mm | 46.0735 | General Electrical (Cables, Containment, Power, Data) |  | STANDARD | ACTIVE | BC-0028
QSOR-0003117 | DISC-ELEC | CAT-0092 | SUB-0520 | 3729 | IMME size/duty mark — 75 × 50mm | 50.3774 | General Electrical (Cables, Containment, Power, Data) |  | STANDARD | ACTIVE | BC-0028
QSOR-0003118 | DISC-ELEC | CAT-0092 | SUB-0520 | 3730 | IMME size/duty mark — 75 × 75mm | 53.8059 | General Electrical (Cables, Containment, Power, Data) |  | STANDARD | ACTIVE | BC-0028
QSOR-0003119 | DISC-ELEC | CAT-0092 | SUB-0520 | 3731 | IMME size/duty mark — 100 × 50mm | 69.0217 | General Electrical (Cables, Containment, Power, Data) |  | STANDARD | ACTIVE | BC-0028
QSOR-0003120 | DISC-ELEC | CAT-0092 | SUB-0520 | 3732 | IMME size/duty mark — 100 × 75mm | 83.5476 | General Electrical (Cables, Containment, Power, Data) |  | STANDARD | ACTIVE | BC-0028
QSOR-0003121 | DISC-ELEC | CAT-0092 | SUB-0520 | 3733 | IMME size/duty mark — 100 × 100mm | 85.7992 | General Electrical (Cables, Containment, Power, Data) |  | STANDARD | ACTIVE | BC-0028
QSOR-0003122 | DISC-ELEC | CAT-0092 | SUB-0520 | 3734 | IMME size/duty mark — 150 × 75mm | 95.9051 | General Electrical (Cables, Containment, Power, Data) |  | STANDARD | ACTIVE | BC-0028
QSOR-0003123 | DISC-ELEC | CAT-0092 | SUB-0520 | 3735 | IMME size/duty mark — 150 × 100mm | 111.9897 | General Electrical (Cables, Containment, Power, Data) |  | STANDARD | ACTIVE | BC-0028
QSOR-0003124 | DISC-ELEC | CAT-0092 | SUB-0520 | 3736 | IMME size/duty mark — 150 × 150mm | 162.5255 | General Electrical (Cables, Containment, Power, Data) |  | STANDARD | ACTIVE | BC-0028
QSOR-0003125 | DISC-ELEC | CAT-0092 | SUB-0521 | 3738 | IMME size/duty mark — 50 × 50mm | 7.9173 | General Electrical (Cables, Containment, Power, Data) |  | STANDARD | ACTIVE | BC-0028
QSOR-0003126 | DISC-ELEC | CAT-0092 | SUB-0521 | 3739 | IMME size/duty mark — 75 × 50mm | 9.2048 | General Electrical (Cables, Containment, Power, Data) |  | STANDARD | ACTIVE | BC-0028
QSOR-0003127 | DISC-ELEC | CAT-0092 | SUB-0521 | 3740 | IMME size/duty mark — 75 × 75mm | 9.8472 | General Electrical (Cables, Containment, Power, Data) |  | STANDARD | ACTIVE | BC-0028
QSOR-0003128 | DISC-ELEC | CAT-0092 | SUB-0521 | 3741 | IMME size/duty mark — 100 × 50mm | 12.3411 | General Electrical (Cables, Containment, Power, Data) |  | STANDARD | ACTIVE | BC-0028
QSOR-0003129 | DISC-ELEC | CAT-0092 | SUB-0521 | 3742 | IMME size/duty mark — 100 × 75mm | 13.5508 | General Electrical (Cables, Containment, Power, Data) |  | STANDARD | ACTIVE | BC-0028
QSOR-0003130 | DISC-ELEC | CAT-0092 | SUB-0521 | 3743 | IMME size/duty mark — 100 × 100mm | 14.4068 | General Electrical (Cables, Containment, Power, Data) |  | STANDARD | ACTIVE | BC-0028
QSOR-0003131 | DISC-ELEC | CAT-0092 | SUB-0521 | 3744 | IMME size/duty mark — 150 × 75mm | 24.4461 | General Electrical (Cables, Containment, Power, Data) |  | STANDARD | ACTIVE | BC-0028
QSOR-0003132 | DISC-ELEC | CAT-0092 | SUB-0521 | 3745 | IMME size/duty mark — 150 × 100mm | 28.3313 | General Electrical (Cables, Containment, Power, Data) |  | STANDARD | ACTIVE | BC-0028
QSOR-0003133 | DISC-ELEC | CAT-0092 | SUB-0521 | 3746 | IMME size/duty mark — 150 × 150mm | 29.24 | General Electrical (Cables, Containment, Power, Data) |  | STANDARD | ACTIVE | BC-0028
QSOR-0003134 | DISC-ELEC | CAT-0092 | SUB-0522 | 3748 | IMME size/duty mark — 50 × 50mm | 22.3327 | General Electrical (Cables, Containment, Power, Data) |  | STANDARD | ACTIVE | BC-0028
QSOR-0003135 | DISC-ELEC | CAT-0092 | SUB-0522 | 3749 | IMME size/duty mark — 75 × 50mm | 23.9767 | General Electrical (Cables, Containment, Power, Data) |  | STANDARD | ACTIVE | BC-0028
QSOR-0003136 | DISC-ELEC | CAT-0092 | SUB-0522 | 3750 | IMME size/duty mark — 75 × 75mm | 26.3891 | General Electrical (Cables, Containment, Power, Data) |  | STANDARD | ACTIVE | BC-0028
QSOR-0003137 | DISC-ELEC | CAT-0092 | SUB-0522 | 3751 | IMME size/duty mark — 100 × 50mm | 31.7751 | General Electrical (Cables, Containment, Power, Data) |  | STANDARD | ACTIVE | BC-0028
QSOR-0003138 | DISC-ELEC | CAT-0092 | SUB-0522 | 3752 | IMME size/duty mark — 100 × 75mm | 34.011 | General Electrical (Cables, Containment, Power, Data) |  | STANDARD | ACTIVE | BC-0028
QSOR-0003139 | DISC-ELEC | CAT-0092 | SUB-0522 | 3753 | IMME size/duty mark — 100 × 100mm | 35.33 | General Electrical (Cables, Containment, Power, Data) |  | STANDARD | ACTIVE | BC-0028
QSOR-0003140 | DISC-ELEC | CAT-0092 | SUB-0522 | 3754 | IMME size/duty mark — 150 × 75mm | 40.7189 | General Electrical (Cables, Containment, Power, Data) |  | STANDARD | ACTIVE | BC-0028
QSOR-0003141 | DISC-ELEC | CAT-0092 | SUB-0522 | 3755 | IMME size/duty mark — 150 × 100mm | 41.6323 | General Electrical (Cables, Containment, Power, Data) |  | STANDARD | ACTIVE | BC-0028
QSOR-0003142 | DISC-ELEC | CAT-0092 | SUB-0522 | 3756 | IMME size/duty mark — 150 × 150mm | 43.2362 | General Electrical (Cables, Containment, Power, Data) |  | STANDARD | ACTIVE | BC-0028
QSOR-0003143 | DISC-ELEC | CAT-0092 | SUB-0523 | 3758 | IMME size/duty mark — 50 × 50mm | 7.4531 | General Electrical (Cables, Containment, Power, Data) |  | STANDARD | ACTIVE | BC-0028
QSOR-0003144 | DISC-ELEC | CAT-0092 | SUB-0523 | 3759 | IMME size/duty mark — 75 × 50mm | 8.0906 | General Electrical (Cables, Containment, Power, Data) |  | STANDARD | ACTIVE | BC-0028
QSOR-0003145 | DISC-ELEC | CAT-0092 | SUB-0523 | 3760 | IMME size/duty mark — 75 × 75mm | 8.5199 | General Electrical (Cables, Containment, Power, Data) |  | STANDARD | ACTIVE | BC-0028
QSOR-0003146 | DISC-ELEC | CAT-0092 | SUB-0523 | 3761 | IMME size/duty mark — 100 × 50mm | 9.7902 | General Electrical (Cables, Containment, Power, Data) |  | STANDARD | ACTIVE | BC-0028
QSOR-0003147 | DISC-ELEC | CAT-0092 | SUB-0523 | 3762 | IMME size/duty mark — 100 × 75mm | 10.427 | General Electrical (Cables, Containment, Power, Data) |  | STANDARD | ACTIVE | BC-0028
QSOR-0003148 | DISC-ELEC | CAT-0092 | SUB-0523 | 3763 | IMME size/duty mark — 100 × 100mm | 10.9512 | General Electrical (Cables, Containment, Power, Data) |  | STANDARD | ACTIVE | BC-0028
QSOR-0003149 | DISC-ELEC | CAT-0092 | SUB-0523 | 3764 | IMME size/duty mark — 150 × 75mm | 13.5268 | General Electrical (Cables, Containment, Power, Data) |  | STANDARD | ACTIVE | BC-0028
QSOR-0003150 | DISC-ELEC | CAT-0092 | SUB-0523 | 3765 | IMME size/duty mark — 150 × 100mm | 16.0792 | General Electrical (Cables, Containment, Power, Data) |  | STANDARD | ACTIVE | BC-0028
QSOR-0003151 | DISC-ELEC | CAT-0092 | SUB-0523 | 3766 | IMME size/duty mark — 150 × 150mm | 19.0984 | General Electrical (Cables, Containment, Power, Data) |  | STANDARD | ACTIVE | BC-0028
QSOR-0003152 | DISC-ELEC | CAT-0092 | SUB-0524 | 3768 | IMME size/duty mark — 50 × 50mm | 18.5839 | General Electrical (Cables, Containment, Power, Data) |  | STANDARD | ACTIVE | BC-0028
QSOR-0003153 | DISC-ELEC | CAT-0092 | SUB-0524 | 3769 | IMME size/duty mark — 75 × 50mm | 22.5183 | General Electrical (Cables, Containment, Power, Data) |  | STANDARD | ACTIVE | BC-0028
QSOR-0003154 | DISC-ELEC | CAT-0092 | SUB-0524 | 3770 | IMME size/duty mark — 75 × 75mm | 25.063 | General Electrical (Cables, Containment, Power, Data) |  | STANDARD | ACTIVE | BC-0028
QSOR-0003155 | DISC-ELEC | CAT-0092 | SUB-0524 | 3771 | IMME size/duty mark — 100 × 50mm | 37.3271 | General Electrical (Cables, Containment, Power, Data) |  | STANDARD | ACTIVE | BC-0028
QSOR-0003156 | DISC-ELEC | CAT-0092 | SUB-0524 | 3772 | IMME size/duty mark — 100 × 75mm | 52.6571 | General Electrical (Cables, Containment, Power, Data) |  | STANDARD | ACTIVE | BC-0028
QSOR-0003157 | DISC-ELEC | CAT-0092 | SUB-0524 | 3773 | IMME size/duty mark — 100 × 100mm | 60.2903 | General Electrical (Cables, Containment, Power, Data) |  | STANDARD | ACTIVE | BC-0028
QSOR-0003158 | DISC-ELEC | CAT-0092 | SUB-0524 | 3774 | IMME size/duty mark — 150 × 75mm | 64.1969 | General Electrical (Cables, Containment, Power, Data) |  | STANDARD | ACTIVE | BC-0028
QSOR-0003159 | DISC-ELEC | CAT-0092 | SUB-0524 | 3775 | IMME size/duty mark — 150 × 100mm | 76.0032 | General Electrical (Cables, Containment, Power, Data) |  | STANDARD | ACTIVE | BC-0028
QSOR-0003160 | DISC-ELEC | CAT-0092 | SUB-0524 | 3776 | IMME size/duty mark — 150 × 150mm | 107.9615 | General Electrical (Cables, Containment, Power, Data) |  | STANDARD | ACTIVE | BC-0028
QSOR-0003161 | DISC-ELEC | CAT-0092 | SUB-0525 | 3778 | IMME size/duty mark — 50 × 50mm | 20.6527 | General Electrical (Cables, Containment, Power, Data) |  | STANDARD | ACTIVE | BC-0028
QSOR-0003162 | DISC-ELEC | CAT-0092 | SUB-0525 | 3779 | IMME size/duty mark — 75 × 50mm | 26.2804 | General Electrical (Cables, Containment, Power, Data) |  | STANDARD | ACTIVE | BC-0028
QSOR-0003163 | DISC-ELEC | CAT-0092 | SUB-0525 | 3780 | IMME size/duty mark — 75 × 75mm | 27.1356 | General Electrical (Cables, Containment, Power, Data) |  | STANDARD | ACTIVE | BC-0028
QSOR-0003164 | DISC-ELEC | CAT-0092 | SUB-0525 | 3781 | IMME size/duty mark — 100 × 50mm | 47.8849 | General Electrical (Cables, Containment, Power, Data) |  | STANDARD | ACTIVE | BC-0028
QSOR-0003165 | DISC-ELEC | CAT-0092 | SUB-0525 | 3782 | IMME size/duty mark — 100 × 75mm | 50.037 | General Electrical (Cables, Containment, Power, Data) |  | STANDARD | ACTIVE | BC-0028
QSOR-0003166 | DISC-ELEC | CAT-0092 | SUB-0525 | 3783 | IMME size/duty mark — 100 × 100mm | 61.5664 | General Electrical (Cables, Containment, Power, Data) |  | STANDARD | ACTIVE | BC-0028
QSOR-0003167 | DISC-ELEC | CAT-0092 | SUB-0525 | 3784 | IMME size/duty mark — 150 × 75mm | 79.4746 | General Electrical (Cables, Containment, Power, Data) |  | STANDARD | ACTIVE | BC-0028
QSOR-0003168 | DISC-ELEC | CAT-0092 | SUB-0525 | 3785 | IMME size/duty mark — 150 × 100mm | 97.0922 | General Electrical (Cables, Containment, Power, Data) |  | STANDARD | ACTIVE | BC-0028
QSOR-0003169 | DISC-ELEC | CAT-0092 | SUB-0525 | 3786 | IMME size/duty mark — 150 × 150mm | 127.2302 | General Electrical (Cables, Containment, Power, Data) |  | STANDARD | ACTIVE | BC-0028
QSOR-0003170 | DISC-ELEC | CAT-0093 | SUB-0526 | 3789 | IMME size/duty mark — 1.5mm | 2.5523 | General Electrical (Cables, Containment, Power, Data) |  | STANDARD | ACTIVE | BC-0028
QSOR-0003171 | DISC-ELEC | CAT-0093 | SUB-0526 | 3790 | IMME size/duty mark — 2.5mm | 2.6802 | General Electrical (Cables, Containment, Power, Data) |  | STANDARD | ACTIVE | BC-0028
QSOR-0003172 | DISC-ELEC | CAT-0093 | SUB-0526 | 3791 | IMME size/duty mark — 4.0mm | 3.29 | General Electrical (Cables, Containment, Power, Data) |  | STANDARD | ACTIVE | BC-0028
QSOR-0003173 | DISC-ELEC | CAT-0093 | SUB-0526 | 3792 | IMME size/duty mark — 6.0mm | 4.1317 | General Electrical (Cables, Containment, Power, Data) |  | STANDARD | ACTIVE | BC-0028
QSOR-0003174 | DISC-ELEC | CAT-0093 | SUB-0526 | 3793 | IMME size/duty mark — 10.0mm | 6.1069 | General Electrical (Cables, Containment, Power, Data) |  | STANDARD | ACTIVE | BC-0028
QSOR-0003175 | DISC-ELEC | CAT-0093 | SUB-0526 | 3794 | IMME size/duty mark — 16.0mm | 9.4735 | General Electrical (Cables, Containment, Power, Data) |  | STANDARD | ACTIVE | BC-0028
QSOR-0003176 | DISC-ELEC | CAT-0094 | SUB-0527 | 3797 | IMME size/duty mark — 0.50mm | 4.2926 | General Electrical (Cables, Containment, Power, Data) |  | STANDARD | ACTIVE | BC-0028
QSOR-0003177 | DISC-ELEC | CAT-0094 | SUB-0527 | 3798 | IMME size/duty mark — 0.75mm | 4.4124 | General Electrical (Cables, Containment, Power, Data) |  | STANDARD | ACTIVE | BC-0028
QSOR-0003178 | DISC-ELEC | CAT-0094 | SUB-0527 | 3799 | IMME size/duty mark — 1.0mm | 4.4597 | General Electrical (Cables, Containment, Power, Data) |  | STANDARD | ACTIVE | BC-0028
QSOR-0003179 | DISC-ELEC | CAT-0094 | SUB-0527 | 3800 | IMME size/duty mark — 1.5mm | 4.7793 | General Electrical (Cables, Containment, Power, Data) |  | STANDARD | ACTIVE | BC-0028
QSOR-0003180 | DISC-ELEC | CAT-0094 | SUB-0527 | 3801 | IMME size/duty mark — 2.5mm | 5.5116 | General Electrical (Cables, Containment, Power, Data) |  | STANDARD | ACTIVE | BC-0028
QSOR-0003181 | DISC-ELEC | CAT-0094 | SUB-0528 | 3803 | IMME size/duty mark — 1.0mm | 5.5514 | General Electrical (Cables, Containment, Power, Data) |  | STANDARD | ACTIVE | BC-0028
QSOR-0003182 | DISC-ELEC | CAT-0094 | SUB-0528 | 3804 | IMME size/duty mark — 1.5mm | 6.1171 | General Electrical (Cables, Containment, Power, Data) |  | STANDARD | ACTIVE | BC-0028
QSOR-0003183 | DISC-ELEC | CAT-0094 | SUB-0528 | 3805 | IMME size/duty mark — 2.5mm | 5.7294 | General Electrical (Cables, Containment, Power, Data) |  | STANDARD | ACTIVE | BC-0028
QSOR-0003184 | DISC-ELEC | CAT-0094 | SUB-0529 | 3807 | IMME size/duty mark — 0.75mm | 4.9716 | General Electrical (Cables, Containment, Power, Data) |  | STANDARD | ACTIVE | BC-0028
QSOR-0003185 | DISC-ELEC | CAT-0094 | SUB-0529 | 3808 | IMME size/duty mark — 1.5mm | 5.6554 | General Electrical (Cables, Containment, Power, Data) |  | STANDARD | ACTIVE | BC-0028
QSOR-0003186 | DISC-ELEC | CAT-0094 | SUB-0529 | 3809 | IMME size/duty mark — 2.5mm | 6.7317 | General Electrical (Cables, Containment, Power, Data) |  | STANDARD | ACTIVE | BC-0028
QSOR-0003187 | DISC-ELEC | CAT-0094 | SUB-0530 | 3811 | IMME size/duty mark — 0.75mm | 6.9504 | General Electrical (Cables, Containment, Power, Data) |  | STANDARD | ACTIVE | BC-0028
QSOR-0003188 | DISC-ELEC | CAT-0094 | SUB-0530 | 3812 | IMME size/duty mark — 1.0mm | 7.5748 | General Electrical (Cables, Containment, Power, Data) |  | STANDARD | ACTIVE | BC-0028
QSOR-0003189 | DISC-ELEC | CAT-0094 | SUB-0530 | 3813 | IMME size/duty mark — 1.5mm | 8.9135 | General Electrical (Cables, Containment, Power, Data) |  | STANDARD | ACTIVE | BC-0028
QSOR-0003190 | DISC-ELEC | CAT-0094 | SUB-0530 | 3814 | IMME size/duty mark — 2.5mm | 12.0981 | General Electrical (Cables, Containment, Power, Data) |  | STANDARD | ACTIVE | BC-0028
QSOR-0003191 | DISC-ELEC | CAT-0095 | SUB-0531 | 3817 | IMME size/duty mark — 1Hour 1.5mm | 24.8569 | General Electrical (Cables, Containment, Power, Data) |  | STANDARD | ACTIVE | BC-0028
QSOR-0003192 | DISC-ELEC | CAT-0095 | SUB-0531 | 3818 | IMME size/duty mark — 1Hour 2.5mm | 28.0119 | General Electrical (Cables, Containment, Power, Data) |  | STANDARD | ACTIVE | BC-0028
QSOR-0003193 | DISC-ELEC | CAT-0095 | SUB-0531 | 3819 | IMME size/duty mark — 1Hour 4.0mm | 31.6039 | General Electrical (Cables, Containment, Power, Data) |  | STANDARD | ACTIVE | BC-0028
QSOR-0003194 | DISC-ELEC | CAT-0095 | SUB-0531 | 3820 | IMME size/duty mark — 1Hour 6.0mm | 39.1517 | General Electrical (Cables, Containment, Power, Data) |  | STANDARD | ACTIVE | BC-0028
QSOR-0003195 | DISC-ELEC | CAT-0095 | SUB-0531 | 3821 | IMME size/duty mark — 1Hour 10mm | 26.3991 | General Electrical (Cables, Containment, Power, Data) |  | STANDARD | ACTIVE | BC-0028
QSOR-0003196 | DISC-ELEC | CAT-0095 | SUB-0531 | 3822 | IMME size/duty mark — 1Hour 16mm | 31.6556 | General Electrical (Cables, Containment, Power, Data) |  | STANDARD | ACTIVE | BC-0028
QSOR-0003197 | DISC-ELEC | CAT-0095 | SUB-0531 | 3823 | IMME size/duty mark — 1Hour 25mm | 40.0242 | General Electrical (Cables, Containment, Power, Data) |  | STANDARD | ACTIVE | BC-0028
QSOR-0003198 | DISC-ELEC | CAT-0095 | SUB-0531 | 3824 | IMME size/duty mark — 1Hour 35mm | 54.2996 | General Electrical (Cables, Containment, Power, Data) |  | STANDARD | ACTIVE | BC-0028
QSOR-0003199 | DISC-ELEC | CAT-0095 | SUB-0531 | 3825 | IMME size/duty mark — 1Hour 50mm | 60.057 | General Electrical (Cables, Containment, Power, Data) |  | STANDARD | ACTIVE | BC-0028
QSOR-0003200 | DISC-ELEC | CAT-0095 | SUB-0531 | 3826 | IMME size/duty mark — 1Hour 70mm | 75.7308 | General Electrical (Cables, Containment, Power, Data) |  | STANDARD | ACTIVE | BC-0028
QSOR-0003201 | DISC-ELEC | CAT-0095 | SUB-0531 | 3827 | IMME size/duty mark — 1Hour 95mm | 104.312 | General Electrical (Cables, Containment, Power, Data) |  | STANDARD | ACTIVE | BC-0028
QSOR-0003202 | DISC-ELEC | CAT-0095 | SUB-0531 | 3828 | IMME size/duty mark — 1Hour 120mm | 112.4617 | General Electrical (Cables, Containment, Power, Data) |  | STANDARD | ACTIVE | BC-0028
QSOR-0003203 | DISC-ELEC | CAT-0095 | SUB-0531 | 3829 | IMME size/duty mark — 1Hour 150mm | 134.9298 | General Electrical (Cables, Containment, Power, Data) |  | STANDARD | ACTIVE | BC-0028
QSOR-0003204 | DISC-ELEC | CAT-0095 | SUB-0531 | 3830 | IMME size/duty mark — 1Hour 185mm | 161.5076 | General Electrical (Cables, Containment, Power, Data) |  | STANDARD | ACTIVE | BC-0028
QSOR-0003205 | DISC-ELEC | CAT-0095 | SUB-0531 | 3831 | IMME size/duty mark — 1Hour 240mm | 206.5573 | General Electrical (Cables, Containment, Power, Data) |  | STANDARD | ACTIVE | BC-0028
QSOR-0003206 | DISC-ELEC | CAT-0096 | SUB-0532 | 3834 | IMME size/duty mark — 1.0mm | 7.2487 | General Electrical (Cables, Containment, Power, Data) |  | STANDARD | ACTIVE | BC-0028
QSOR-0003207 | DISC-ELEC | CAT-0096 | SUB-0532 | 3835 | IMME size/duty mark — 1.5mm | 6.773 | General Electrical (Cables, Containment, Power, Data) |  | STANDARD | ACTIVE | BC-0028
QSOR-0003208 | DISC-ELEC | CAT-0096 | SUB-0532 | 3836 | IMME size/duty mark — 2.5mm | 8.095 | General Electrical (Cables, Containment, Power, Data) |  | STANDARD | ACTIVE | BC-0028
QSOR-0003209 | DISC-ELEC | CAT-0096 | SUB-0532 | 3837 | IMME size/duty mark — 4.0mm | 8.7388 | General Electrical (Cables, Containment, Power, Data) |  | STANDARD | ACTIVE | BC-0028
QSOR-0003210 | DISC-ELEC | CAT-0096 | SUB-0532 | 3838 | IMME size/duty mark — 6.0mm | 10.8157 | General Electrical (Cables, Containment, Power, Data) |  | STANDARD | ACTIVE | BC-0028
QSOR-0003211 | DISC-ELEC | CAT-0096 | SUB-0532 | 3839 | IMME size/duty mark — 10mm | 12.8012 | General Electrical (Cables, Containment, Power, Data) |  | STANDARD | ACTIVE | BC-0028
QSOR-0003212 | DISC-ELEC | CAT-0096 | SUB-0533 | 3841 | IMME size/duty mark — 1.0mm | 12.4406 | General Electrical (Cables, Containment, Power, Data) |  | STANDARD | ACTIVE | BC-0028
QSOR-0003213 | DISC-ELEC | CAT-0096 | SUB-0533 | 3842 | IMME size/duty mark — 1.5mm | 12.5659 | General Electrical (Cables, Containment, Power, Data) |  | STANDARD | ACTIVE | BC-0028
QSOR-0003214 | DISC-ELEC | CAT-0096 | SUB-0533 | 3843 | IMME size/duty mark — 2.5mm | 13.9594 | General Electrical (Cables, Containment, Power, Data) |  | STANDARD | ACTIVE | BC-0028
QSOR-0003215 | DISC-ELEC | CAT-0096 | SUB-0533 | 3844 | IMME size/duty mark — 4.0mm | 17.4257 | General Electrical (Cables, Containment, Power, Data) |  | STANDARD | ACTIVE | BC-0028
QSOR-0003216 | DISC-ELEC | CAT-0096 | SUB-0534 | 3846 | IMME size/duty mark — 1.0mm | 14.1684 | General Electrical (Cables, Containment, Power, Data) |  | STANDARD | ACTIVE | BC-0028
QSOR-0003217 | DISC-ELEC | CAT-0096 | SUB-0534 | 3847 | IMME size/duty mark — 1.5mm | 15.1056 | General Electrical (Cables, Containment, Power, Data) |  | STANDARD | ACTIVE | BC-0028
QSOR-0003218 | DISC-ELEC | CAT-0096 | SUB-0534 | 3848 | IMME size/duty mark — 2.5mm | 16.14 | General Electrical (Cables, Containment, Power, Data) |  | STANDARD | ACTIVE | BC-0028
QSOR-0003219 | DISC-ELEC | CAT-0096 | SUB-0534 | 3849 | IMME size/duty mark — 4.0mm | 20.4037 | General Electrical (Cables, Containment, Power, Data) |  | STANDARD | ACTIVE | BC-0028
QSOR-0003220 | DISC-ELEC | CAT-0096 | SUB-0535 | 3851 | IMME size/duty mark — 1.0mm | 15.9541 | General Electrical (Cables, Containment, Power, Data) |  | STANDARD | ACTIVE | BC-0028
QSOR-0003221 | DISC-ELEC | CAT-0096 | SUB-0535 | 3852 | IMME size/duty mark — 1.5mm | 17.1609 | General Electrical (Cables, Containment, Power, Data) |  | STANDARD | ACTIVE | BC-0028
QSOR-0003222 | DISC-ELEC | CAT-0096 | SUB-0535 | 3853 | IMME size/duty mark — 2.5mm | 19.561 | General Electrical (Cables, Containment, Power, Data) |  | STANDARD | ACTIVE | BC-0028
QSOR-0003223 | DISC-ELEC | CAT-0096 | SUB-0535 | 3854 | IMME size/duty mark — 4.0mm | 24.5885 | General Electrical (Cables, Containment, Power, Data) |  | STANDARD | ACTIVE | BC-0028
QSOR-0003224 | DISC-ELEC | CAT-0096 | SUB-0536 | 3856 | IMME size/duty mark — 1.5mm | 13.7687 | General Electrical (Cables, Containment, Power, Data) |  | STANDARD | ACTIVE | BC-0028
QSOR-0003225 | DISC-ELEC | CAT-0096 | SUB-0536 | 3857 | IMME size/duty mark — 2.5mm | 14.4083 | General Electrical (Cables, Containment, Power, Data) |  | STANDARD | ACTIVE | BC-0028
QSOR-0003226 | DISC-ELEC | CAT-0096 | SUB-0536 | 3858 | IMME size/duty mark — 4.0mm | 15.4315 | General Electrical (Cables, Containment, Power, Data) |  | STANDARD | ACTIVE | BC-0028
QSOR-0003227 | DISC-ELEC | CAT-0096 | SUB-0536 | 3859 | IMME size/duty mark — 6.0mm | 17.2233 | General Electrical (Cables, Containment, Power, Data) |  | STANDARD | ACTIVE | BC-0028
QSOR-0003228 | DISC-ELEC | CAT-0096 | SUB-0536 | 3860 | IMME size/duty mark — 10mm | 18.5855 | General Electrical (Cables, Containment, Power, Data) |  | STANDARD | ACTIVE | BC-0028
QSOR-0003229 | DISC-ELEC | CAT-0096 | SUB-0536 | 3861 | IMME size/duty mark — 16mm | 23.0329 | General Electrical (Cables, Containment, Power, Data) |  | STANDARD | ACTIVE | BC-0028
QSOR-0003230 | DISC-ELEC | CAT-0096 | SUB-0536 | 3862 | IMME size/duty mark — 25mm | 31.6899 | General Electrical (Cables, Containment, Power, Data) |  | STANDARD | ACTIVE | BC-0028
QSOR-0003231 | DISC-ELEC | CAT-0096 | SUB-0537 | 3864 | IMME size/duty mark — 1.5mm | 14.1637 | General Electrical (Cables, Containment, Power, Data) |  | STANDARD | ACTIVE | BC-0028
QSOR-0003232 | DISC-ELEC | CAT-0096 | SUB-0537 | 3865 | IMME size/duty mark — 2.5mm | 15.4743 | General Electrical (Cables, Containment, Power, Data) |  | STANDARD | ACTIVE | BC-0028
QSOR-0003233 | DISC-ELEC | CAT-0096 | SUB-0537 | 3866 | IMME size/duty mark — 4.0mm | 16.9244 | General Electrical (Cables, Containment, Power, Data) |  | STANDARD | ACTIVE | BC-0028
QSOR-0003234 | DISC-ELEC | CAT-0096 | SUB-0537 | 3867 | IMME size/duty mark — 6.0mm | 17.3504 | General Electrical (Cables, Containment, Power, Data) |  | STANDARD | ACTIVE | BC-0028
QSOR-0003235 | DISC-ELEC | CAT-0096 | SUB-0537 | 3868 | IMME size/duty mark — 10mm | 20.1847 | General Electrical (Cables, Containment, Power, Data) |  | STANDARD | ACTIVE | BC-0028
QSOR-0003236 | DISC-ELEC | CAT-0096 | SUB-0537 | 3869 | IMME size/duty mark — 16mm | 26.4331 | General Electrical (Cables, Containment, Power, Data) |  | STANDARD | ACTIVE | BC-0028
QSOR-0003237 | DISC-ELEC | CAT-0096 | SUB-0537 | 3870 | IMME size/duty mark — 25mm | 34.4263 | General Electrical (Cables, Containment, Power, Data) |  | STANDARD | ACTIVE | BC-0028
QSOR-0003238 | DISC-ELEC | CAT-0096 | SUB-0538 | 3872 | IMME size/duty mark — 1.5mm | 16.1181 | General Electrical (Cables, Containment, Power, Data) |  | STANDARD | ACTIVE | BC-0028
QSOR-0003239 | DISC-ELEC | CAT-0096 | SUB-0538 | 3873 | IMME size/duty mark — 2.5mm | 15.978 | General Electrical (Cables, Containment, Power, Data) |  | STANDARD | ACTIVE | BC-0028
QSOR-0003240 | DISC-ELEC | CAT-0096 | SUB-0538 | 3874 | IMME size/duty mark — 4.0mm | 19.3871 | General Electrical (Cables, Containment, Power, Data) |  | STANDARD | ACTIVE | BC-0028
QSOR-0003241 | DISC-ELEC | CAT-0096 | SUB-0538 | 3875 | IMME size/duty mark — 6.0mm | 20.9198 | General Electrical (Cables, Containment, Power, Data) |  | STANDARD | ACTIVE | BC-0028
QSOR-0003242 | DISC-ELEC | CAT-0096 | SUB-0538 | 3876 | IMME size/duty mark — 10mm | 24.2811 | General Electrical (Cables, Containment, Power, Data) |  | STANDARD | ACTIVE | BC-0028
QSOR-0003243 | DISC-ELEC | CAT-0096 | SUB-0538 | 3877 | IMME size/duty mark — 16mm | 28.8904 | General Electrical (Cables, Containment, Power, Data) |  | STANDARD | ACTIVE | BC-0028
QSOR-0003244 | DISC-ELEC | CAT-0096 | SUB-0538 | 3878 | IMME size/duty mark — 25mm | 36.9197 | General Electrical (Cables, Containment, Power, Data) |  | STANDARD | ACTIVE | BC-0028
QSOR-0003245 | DISC-ELEC | CAT-0096 | SUB-0539 | 3880 | IMME size/duty mark — 4.0mm | 19.2895 | General Electrical (Cables, Containment, Power, Data) |  | STANDARD | ACTIVE | BC-0028
QSOR-0003246 | DISC-ELEC | CAT-0096 | SUB-0539 | 3881 | IMME size/duty mark — 10mm | 23.2808 | General Electrical (Cables, Containment, Power, Data) |  | STANDARD | ACTIVE | BC-0028
QSOR-0003247 | DISC-ELEC | CAT-0096 | SUB-0539 | 3882 | IMME size/duty mark — 16mm | 28.8604 | General Electrical (Cables, Containment, Power, Data) |  | STANDARD | ACTIVE | BC-0028
QSOR-0003248 | DISC-ELEC | CAT-0096 | SUB-0540 | 3884 | IMME size/duty mark — 4.0mm | 21.2171 | General Electrical (Cables, Containment, Power, Data) |  | STANDARD | ACTIVE | BC-0028
QSOR-0003249 | DISC-ELEC | CAT-0096 | SUB-0540 | 3885 | IMME size/duty mark — 6.0mm | 21.6826 | General Electrical (Cables, Containment, Power, Data) |  | STANDARD | ACTIVE | BC-0028
QSOR-0003250 | DISC-ELEC | CAT-0096 | SUB-0540 | 3886 | IMME size/duty mark — 10mm | 25.2459 | General Electrical (Cables, Containment, Power, Data) |  | STANDARD | ACTIVE | BC-0028
QSOR-0003251 | DISC-ELEC | CAT-0096 | SUB-0540 | 3887 | IMME size/duty mark — 16mm | 33.0962 | General Electrical (Cables, Containment, Power, Data) |  | STANDARD | ACTIVE | BC-0028
QSOR-0003252 | DISC-ELEC | CAT-0096 | SUB-0540 | 3888 | IMME size/duty mark — 25mm | 43.3539 | General Electrical (Cables, Containment, Power, Data) |  | STANDARD | ACTIVE | BC-0028
QSOR-0003253 | DISC-ELEC | CAT-0096 | SUB-0540 | 3889 | IMME size/duty mark — 35mm | 51.8376 | General Electrical (Cables, Containment, Power, Data) |  | STANDARD | ACTIVE | BC-0028
QSOR-0003254 | DISC-ELEC | CAT-0096 | SUB-0540 | 3890 | IMME size/duty mark — 50mm | 61.9163 | General Electrical (Cables, Containment, Power, Data) |  | STANDARD | ACTIVE | BC-0028
QSOR-0003255 | DISC-ELEC | CAT-0096 | SUB-0540 | 3891 | IMME size/duty mark — 70mm | 74.2896 | General Electrical (Cables, Containment, Power, Data) |  | STANDARD | ACTIVE | BC-0028
QSOR-0003256 | DISC-ELEC | CAT-0096 | SUB-0540 | 3892 | IMME size/duty mark — 95mm | 88.9556 | General Electrical (Cables, Containment, Power, Data) |  | STANDARD | ACTIVE | BC-0028
QSOR-0003257 | DISC-ELEC | CAT-0096 | SUB-0541 | 3894 | IMME size/duty mark — 4.0mm | 25.2496 | General Electrical (Cables, Containment, Power, Data) |  | STANDARD | ACTIVE | BC-0028
QSOR-0003258 | DISC-ELEC | CAT-0096 | SUB-0541 | 3895 | IMME size/duty mark — 6.0mm | 25.7515 | General Electrical (Cables, Containment, Power, Data) |  | STANDARD | ACTIVE | BC-0028
QSOR-0003259 | DISC-ELEC | CAT-0096 | SUB-0541 | 3896 | IMME size/duty mark — 10mm | 30.0992 | General Electrical (Cables, Containment, Power, Data) |  | STANDARD | ACTIVE | BC-0028
QSOR-0003260 | DISC-ELEC | CAT-0096 | SUB-0541 | 3897 | IMME size/duty mark — 16mm | 39.343 | General Electrical (Cables, Containment, Power, Data) |  | STANDARD | ACTIVE | BC-0028
QSOR-0003261 | DISC-ELEC | CAT-0096 | SUB-0541 | 3898 | IMME size/duty mark — 25mm | 51.6665 | General Electrical (Cables, Containment, Power, Data) |  | STANDARD | ACTIVE | BC-0028
QSOR-0003262 | DISC-ELEC | CAT-0096 | SUB-0541 | 3899 | IMME size/duty mark — 35mm | 62.1175 | General Electrical (Cables, Containment, Power, Data) |  | STANDARD | ACTIVE | BC-0028
QSOR-0003263 | DISC-ELEC | CAT-0096 | SUB-0541 | 3900 | IMME size/duty mark — 50mm | 74.2104 | General Electrical (Cables, Containment, Power, Data) |  | STANDARD | ACTIVE | BC-0028
QSOR-0003264 | DISC-ELEC | CAT-0096 | SUB-0541 | 3901 | IMME size/duty mark — 70mm | 88.7766 | General Electrical (Cables, Containment, Power, Data) |  | STANDARD | ACTIVE | BC-0028
QSOR-0003265 | DISC-ELEC | CAT-0096 | SUB-0541 | 3902 | IMME size/duty mark — 95mm | 106.1305 | General Electrical (Cables, Containment, Power, Data) |  | STANDARD | ACTIVE | BC-0028
QSOR-0003266 | DISC-ELEC | CAT-0096 | SUB-0541 | 3903 | IMME size/duty mark — 120mm | 127.0408 | General Electrical (Cables, Containment, Power, Data) |  | STANDARD | ACTIVE | BC-0028
QSOR-0003267 | DISC-ELEC | CAT-0096 | SUB-0541 | 3904 | IMME size/duty mark — 150mm | 152.7763 | General Electrical (Cables, Containment, Power, Data) |  | STANDARD | ACTIVE | BC-0028
QSOR-0003268 | DISC-ELEC | CAT-0096 | SUB-0541 | 3905 | IMME size/duty mark — 185mm | 183.0837 | General Electrical (Cables, Containment, Power, Data) |  | STANDARD | ACTIVE | BC-0028
QSOR-0003269 | DISC-ELEC | CAT-0096 | SUB-0541 | 3906 | IMME size/duty mark — 240mm | 219.9016 | General Electrical (Cables, Containment, Power, Data) |  | STANDARD | ACTIVE | BC-0028
QSOR-0003270 | DISC-ELEC | CAT-0096 | SUB-0541 | 3907 | IMME size/duty mark — 300mm | 265.0446 | General Electrical (Cables, Containment, Power, Data) |  | STANDARD | ACTIVE | BC-0028
QSOR-0003271 | DISC-ELEC | CAT-0096 | SUB-0541 | 3908 | IMME size/duty mark — 400mm | 315.1433 | General Electrical (Cables, Containment, Power, Data) |  | STANDARD | ACTIVE | BC-0028
QSOR-0003272 | DISC-ELEC | CAT-0097 | SUB-0542 | 3911 | IMME size/duty mark — 4.0mm 18 core armoured | 299.5236 | General Electrical (Cables, Containment, Power, Data) |  | STANDARD | ACTIVE | BC-0028
QSOR-0003273 | DISC-ELEC | CAT-0097 | SUB-0542 | 3912 | IMME size/duty mark — 4.0mm 24 core armoured | 301.5214 | General Electrical (Cables, Containment, Power, Data) |  | STANDARD | ACTIVE | BC-0028
QSOR-0003274 | DISC-ELEC | CAT-0097 | SUB-0542 | 3913 | IMME size/duty mark — 6.0mm 18 core armoured | 307.2712 | General Electrical (Cables, Containment, Power, Data) |  | STANDARD | ACTIVE | BC-0028
QSOR-0003275 | DISC-ELEC | CAT-0097 | SUB-0542 | 3914 | IMME size/duty mark — 6.0mm 24 core armoured | 304.8733 | General Electrical (Cables, Containment, Power, Data) |  | STANDARD | ACTIVE | BC-0028
QSOR-0003276 | DISC-ELEC | CAT-0097 | SUB-0542 | 3915 | IMME size/duty mark — 4.0mm 27 core armoured | 359.1527 | General Electrical (Cables, Containment, Power, Data) |  | STANDARD | ACTIVE | BC-0028
QSOR-0003277 | DISC-ELEC | CAT-0097 | SUB-0542 | 3916 | IMME size/duty mark — 6.0mm 27 core armoured | 378.3264 | General Electrical (Cables, Containment, Power, Data) |  | STANDARD | ACTIVE | BC-0028
QSOR-0003278 | DISC-ELEC | CAT-0097 | SUB-0543 | 3918 | IMME size/duty mark — 4.0mm 18 core | 38.4546 | General Electrical (Cables, Containment, Power, Data) |  | STANDARD | ACTIVE | BC-0028
QSOR-0003279 | DISC-ELEC | CAT-0097 | SUB-0543 | 3919 | IMME size/duty mark — 4.0mm 24 core | 52.8922 | General Electrical (Cables, Containment, Power, Data) |  | STANDARD | ACTIVE | BC-0028
QSOR-0003280 | DISC-ELEC | CAT-0097 | SUB-0543 | 3920 | IMME size/duty mark — 4.0mm 27 core | 54.4475 | General Electrical (Cables, Containment, Power, Data) |  | STANDARD | ACTIVE | BC-0028
QSOR-0003281 | DISC-ELEC | CAT-0097 | SUB-0543 | 3921 | IMME size/duty mark — 6.0mm 18 core | 47.5722 | General Electrical (Cables, Containment, Power, Data) |  | STANDARD | ACTIVE | BC-0028
QSOR-0003282 | DISC-ELEC | CAT-0097 | SUB-0543 | 3922 | IMME size/duty mark — 6.0mm 27 core | 62.1345 | General Electrical (Cables, Containment, Power, Data) |  | STANDARD | ACTIVE | BC-0028
QSOR-0003283 | DISC-ELEC | CAT-0097 | SUB-0543 | 3923 | IMME component class (Single twisted pair) | 12.789 | General Electrical (Cables, Containment, Power, Data) |  | STANDARD | ACTIVE | BC-0028
QSOR-0003284 | DISC-ELEC | CAT-0097 | SUB-0543 | 3924 | IMME component class (Twin twisted pair) | 15.6043 | General Electrical (Cables, Containment, Power, Data) |  | STANDARD | ACTIVE | BC-0028
QSOR-0003285 | DISC-ELEC | CAT-0097 | SUB-0544 | 3926 | IMME size/duty mark — 0.9 m | 76.8678 | General Electrical (Cables, Containment, Power, Data) |  | STANDARD | ACTIVE | BC-0028
QSOR-0003286 | DISC-ELEC | CAT-0097 | SUB-0544 | 3927 | IMME size/duty mark — 1.5 m | 87.9777 | General Electrical (Cables, Containment, Power, Data) |  | STANDARD | ACTIVE | BC-0028
QSOR-0003287 | DISC-ELEC | CAT-0097 | SUB-0544 | 3928 | IMME size/duty mark — 2.1 m | 97.9393 | General Electrical (Cables, Containment, Power, Data) |  | STANDARD | ACTIVE | BC-0028
QSOR-0003288 | DISC-ELEC | CAT-0097 | SUB-0544 | 3929 | IMME size/duty mark — 2.7 m | 109.1904 | General Electrical (Cables, Containment, Power, Data) |  | STANDARD | ACTIVE | BC-0028
QSOR-0003289 | DISC-ELEC | CAT-0097 | SUB-0544 | 3930 | IMME size/duty mark — 3.4 m | 121.6181 | General Electrical (Cables, Containment, Power, Data) |  | STANDARD | ACTIVE | BC-0028
QSOR-0003290 | DISC-ELEC | CAT-0097 | SUB-0544 | 3931 | IMME size/duty mark — 4.6 m | 144.6128 | General Electrical (Cables, Containment, Power, Data) |  | STANDARD | ACTIVE | BC-0028
QSOR-0003291 | DISC-ELEC | CAT-0097 | SUB-0544 | 3932 | IMME size/duty mark — 6.1 m | 181.9745 | General Electrical (Cables, Containment, Power, Data) |  | STANDARD | ACTIVE | BC-0028
QSOR-0003292 | DISC-ELEC | CAT-0097 | SUB-0544 | 3933 | IMME size/duty mark — 7.6 m | 193.8159 | General Electrical (Cables, Containment, Power, Data) |  | STANDARD | ACTIVE | BC-0028
QSOR-0003293 | DISC-ELEC | CAT-0097 | SUB-0544 | 3934 | IMME size/duty mark — 9.1 m | 221.0338 | General Electrical (Cables, Containment, Power, Data) |  | STANDARD | ACTIVE | BC-0028
QSOR-0003294 | DISC-ELEC | CAT-0097 | SUB-0544 | 3935 | IMME size/duty mark — 10.7 m | 249.837 | General Electrical (Cables, Containment, Power, Data) |  | STANDARD | ACTIVE | BC-0028
QSOR-0003295 | DISC-ELEC | CAT-0097 | SUB-0545 | 3937 | IMME size/duty mark — 0.9 m | 81.9052 | General Electrical (Cables, Containment, Power, Data) |  | STANDARD | ACTIVE | BC-0028
QSOR-0003296 | DISC-ELEC | CAT-0097 | SUB-0545 | 3938 | IMME size/duty mark — 1.5 m | 94.4999 | General Electrical (Cables, Containment, Power, Data) |  | STANDARD | ACTIVE | BC-0028
QSOR-0003297 | DISC-ELEC | CAT-0097 | SUB-0545 | 3939 | IMME size/duty mark — 2.1 m | 106.1774 | General Electrical (Cables, Containment, Power, Data) |  | STANDARD | ACTIVE | BC-0028
QSOR-0003298 | DISC-ELEC | CAT-0097 | SUB-0545 | 3940 | IMME size/duty mark — 2.7 m | 119.2423 | General Electrical (Cables, Containment, Power, Data) |  | STANDARD | ACTIVE | BC-0028
QSOR-0003299 | DISC-ELEC | CAT-0097 | SUB-0545 | 3941 | IMME size/duty mark — 3.4 m | 132.797 | General Electrical (Cables, Containment, Power, Data) |  | STANDARD | ACTIVE | BC-0028
QSOR-0003300 | DISC-ELEC | CAT-0097 | SUB-0545 | 3942 | IMME size/duty mark — 4.6 m | 157.3651 | General Electrical (Cables, Containment, Power, Data) |  | STANDARD | ACTIVE | BC-0028
QSOR-0003301 | DISC-ELEC | CAT-0097 | SUB-0545 | 3943 | IMME size/duty mark — 6.1 m | 190.6906 | General Electrical (Cables, Containment, Power, Data) |  | STANDARD | ACTIVE | BC-0028
QSOR-0003302 | DISC-ELEC | CAT-0097 | SUB-0545 | 3944 | IMME size/duty mark — 7.6 m | 226.1191 | General Electrical (Cables, Containment, Power, Data) |  | STANDARD | ACTIVE | BC-0028
QSOR-0003303 | DISC-ELEC | CAT-0097 | SUB-0545 | 3945 | IMME size/duty mark — 9.1 m | 259.8229 | General Electrical (Cables, Containment, Power, Data) |  | STANDARD | ACTIVE | BC-0028
QSOR-0003304 | DISC-ELEC | CAT-0097 | SUB-0545 | 3946 | IMME size/duty mark — 10.7 m | 291.1682 | General Electrical (Cables, Containment, Power, Data) |  | STANDARD | ACTIVE | BC-0028
QSOR-0003305 | DISC-ELEC | CAT-0097 | SUB-0546 | 3948 | IMME size/duty mark — 0.9 m | 40.6339 | General Electrical (Cables, Containment, Power, Data) |  | STANDARD | ACTIVE | BC-0028
QSOR-0003306 | DISC-ELEC | CAT-0097 | SUB-0546 | 3949 | IMME size/duty mark — 1.5 m | 46.688 | General Electrical (Cables, Containment, Power, Data) |  | STANDARD | ACTIVE | BC-0028
QSOR-0003307 | DISC-ELEC | CAT-0097 | SUB-0546 | 3950 | IMME size/duty mark — 2.1 m | 51.96 | General Electrical (Cables, Containment, Power, Data) |  | STANDARD | ACTIVE | BC-0028
QSOR-0003308 | DISC-ELEC | CAT-0097 | SUB-0546 | 3951 | IMME size/duty mark — 2.7 m | 57.5988 | General Electrical (Cables, Containment, Power, Data) |  | STANDARD | ACTIVE | BC-0028
QSOR-0003309 | DISC-ELEC | CAT-0097 | SUB-0546 | 3952 | IMME size/duty mark — 3.4 m | 64.2471 | General Electrical (Cables, Containment, Power, Data) |  | STANDARD | ACTIVE | BC-0028
QSOR-0003310 | DISC-ELEC | CAT-0097 | SUB-0546 | 3953 | IMME size/duty mark — 4.6 m | 76.5014 | General Electrical (Cables, Containment, Power, Data) |  | STANDARD | ACTIVE | BC-0028
QSOR-0003311 | DISC-ELEC | CAT-0097 | SUB-0546 | 3954 | IMME size/duty mark — 6.1 m | 91.6553 | General Electrical (Cables, Containment, Power, Data) |  | STANDARD | ACTIVE | BC-0028
QSOR-0003312 | DISC-ELEC | CAT-0097 | SUB-0546 | 3955 | IMME size/duty mark — 7.6 m | 101.6204 | General Electrical (Cables, Containment, Power, Data) |  | STANDARD | ACTIVE | BC-0028
QSOR-0003313 | DISC-ELEC | CAT-0097 | SUB-0546 | 3956 | IMME size/duty mark — 9.1 m | 116.8174 | General Electrical (Cables, Containment, Power, Data) |  | STANDARD | ACTIVE | BC-0028
QSOR-0003314 | DISC-ELEC | CAT-0097 | SUB-0546 | 3957 | IMME size/duty mark — 10.7 m | 131.5664 | General Electrical (Cables, Containment, Power, Data) |  | STANDARD | ACTIVE | BC-0028
QSOR-0003315 | DISC-ELEC | CAT-0097 | SUB-0547 | 3959 | IMME size/duty mark — 0.9 m | 43.5634 | General Electrical (Cables, Containment, Power, Data) |  | STANDARD | ACTIVE | BC-0028
QSOR-0003316 | DISC-ELEC | CAT-0097 | SUB-0547 | 3960 | IMME size/duty mark — 1.5 m | 49.9682 | General Electrical (Cables, Containment, Power, Data) |  | STANDARD | ACTIVE | BC-0028
QSOR-0003317 | DISC-ELEC | CAT-0097 | SUB-0547 | 3961 | IMME size/duty mark — 2.1 m | 56.1816 | General Electrical (Cables, Containment, Power, Data) |  | STANDARD | ACTIVE | BC-0028
QSOR-0003318 | DISC-ELEC | CAT-0097 | SUB-0547 | 3962 | IMME size/duty mark — 2.7 m | 63.2685 | General Electrical (Cables, Containment, Power, Data) |  | STANDARD | ACTIVE | BC-0028
QSOR-0003319 | DISC-ELEC | CAT-0097 | SUB-0547 | 3963 | IMME size/duty mark — 3.4 m | 70.0206 | General Electrical (Cables, Containment, Power, Data) |  | STANDARD | ACTIVE | BC-0028
QSOR-0003320 | DISC-ELEC | CAT-0097 | SUB-0547 | 3964 | IMME size/duty mark — 4.6 m | 83.0885 | General Electrical (Cables, Containment, Power, Data) |  | STANDARD | ACTIVE | BC-0028
QSOR-0003321 | DISC-ELEC | CAT-0097 | SUB-0547 | 3965 | IMME size/duty mark — 6.1 m | 100.8823 | General Electrical (Cables, Containment, Power, Data) |  | STANDARD | ACTIVE | BC-0028
QSOR-0003322 | DISC-ELEC | CAT-0097 | SUB-0547 | 3966 | IMME size/duty mark — 7.6 m | 118.7008 | General Electrical (Cables, Containment, Power, Data) |  | STANDARD | ACTIVE | BC-0028
QSOR-0003323 | DISC-ELEC | CAT-0097 | SUB-0547 | 3967 | IMME size/duty mark — 9.1 m | 135.8365 | General Electrical (Cables, Containment, Power, Data) |  | STANDARD | ACTIVE | BC-0028
QSOR-0003324 | DISC-ELEC | CAT-0097 | SUB-0547 | 3968 | IMME size/duty mark — 10.7 m | 152.8402 | General Electrical (Cables, Containment, Power, Data) |  | STANDARD | ACTIVE | BC-0028
QSOR-0003325 | DISC-ELEC | CAT-0098 | SUB-0548 | 3971 | IMME size/duty mark — 2 pole | 56.8977 | General Electrical (Cables, Containment, Power, Data) |  | STANDARD | ACTIVE | BC-0028
QSOR-0003326 | DISC-ELEC | CAT-0098 | SUB-0548 | 3972 | IMME size/duty mark — 4 pole | 62.2985 | General Electrical (Cables, Containment, Power, Data) |  | STANDARD | ACTIVE | BC-0028
QSOR-0003327 | DISC-ELEC | CAT-0098 | SUB-0548 | 3973 | IMME component class (Centre feed unit) | 270.5645 | General Electrical (Cables, Containment, Power, Data) |  | STANDARD | ACTIVE | BC-0028
QSOR-0003328 | DISC-ELEC | CAT-0098 | SUB-0548 | 3974 | IMME component class (End cover) | 31.2608 | General Electrical (Cables, Containment, Power, Data) |  | STANDARD | ACTIVE | BC-0028
QSOR-0003329 | DISC-ELEC | CAT-0098 | SUB-0548 | 3975 | IMME component class (Flexible elbow unit) | 128.9183 | General Electrical (Cables, Containment, Power, Data) |  | STANDARD | ACTIVE | BC-0028
QSOR-0003330 | DISC-ELEC | CAT-0098 | SUB-0548 | 3976 | IMME Support interface component (Fixing bracket) | 13.9305 | General Electrical (Cables, Containment, Power, Data) |  | STANDARD | ACTIVE | BC-0028
QSOR-0003331 | DISC-ELEC | CAT-0098 | SUB-0548 | 3977 | IMME Support interface component (Suspension Bracket) | 12.129 | General Electrical (Cables, Containment, Power, Data) |  | STANDARD | ACTIVE | BC-0028
QSOR-0003332 | DISC-ELEC | CAT-0098 | SUB-0548 | 3978 | IMME component class (prewired conduit) | 62.5973 | General Electrical (Cables, Containment, Power, Data) |  | STANDARD | ACTIVE | BC-0028
QSOR-0003333 | DISC-ELEC | CAT-0098 | SUB-0548 | 3979 | IMME size/duty mark — prewired conduit metalclad | 74.7884 | General Electrical (Cables, Containment, Power, Data) |  | STANDARD | ACTIVE | BC-0028
QSOR-0003334 | DISC-ELEC | CAT-0099 | SUB-0549 | 3982 | IMME component class (One button) | 154.6541 | General Electrical (Cables, Containment, Power, Data) |  | STANDARD | ACTIVE | BC-0028
QSOR-0003335 | DISC-ELEC | CAT-0099 | SUB-0549 | 3983 | IMME component class (Two button) | 160.9722 | General Electrical (Cables, Containment, Power, Data) |  | STANDARD | ACTIVE | BC-0028
QSOR-0003336 | DISC-ELEC | CAT-0099 | SUB-0549 | 3984 | IMME component class (Three button) | 202.6978 | General Electrical (Cables, Containment, Power, Data) |  | STANDARD | ACTIVE | BC-0028
QSOR-0003337 | DISC-ELEC | CAT-0100 |  | 3985 | IMME component class (Weatherproof junction box/enclosure) |  | General Electrical (Cables, Containment, Power, Data) | CATERGORY | RETIRED_HEADING_RATE | RETIRED | BC-0028
QSOR-0003338 | DISC-ELEC | CAT-0100 | SUB-0550 | 3987 | IMME size/duty mark — 190mm | 278.4146 | General Electrical (Cables, Containment, Power, Data) |  | STANDARD | ACTIVE | BC-0028
QSOR-0003339 | DISC-ELEC | CAT-0100 | SUB-0550 | 3988 | IMME size/duty mark — 280mm | 413.5804 | General Electrical (Cables, Containment, Power, Data) |  | STANDARD | ACTIVE | BC-0028
QSOR-0003340 | DISC-ELEC | CAT-0100 | SUB-0550 | 3989 | IMME size/duty mark — 380mm | 583.9759 | General Electrical (Cables, Containment, Power, Data) |  | STANDARD | ACTIVE | BC-0028
QSOR-0003341 | DISC-ELEC | CAT-0100 | SUB-0550 | 3990 | IMME size/duty mark — 560mm | 876.8401 | General Electrical (Cables, Containment, Power, Data) |  | STANDARD | ACTIVE | BC-0028
QSOR-0003342 | DISC-ELEC | CAT-0101 | SUB-0551 | 3993 | IMME size/duty mark — 1 gang | 34.0627 | General Electrical (Cables, Containment, Power, Data) |  | STANDARD | ACTIVE | BC-0028
QSOR-0003343 | DISC-ELEC | CAT-0101 | SUB-0551 | 3994 | IMME size/duty mark — 2 gang | 44.7577 | General Electrical (Cables, Containment, Power, Data) |  | STANDARD | ACTIVE | BC-0028
QSOR-0003344 | DISC-ELEC | CAT-0101 | SUB-0551 | 3995 | IMME size/duty mark — 3 gang | 68.4842 | General Electrical (Cables, Containment, Power, Data) |  | STANDARD | ACTIVE | BC-0028
QSOR-0003345 | DISC-ELEC | CAT-0101 | SUB-0551 | 3996 | IMME size/duty mark — 4 gang | 76.3685 | General Electrical (Cables, Containment, Power, Data) |  | STANDARD | ACTIVE | BC-0028
QSOR-0003346 | DISC-ELEC | CAT-0101 | SUB-0551 | 3997 | IMME size/duty mark — 6 gang | 108.9547 | General Electrical (Cables, Containment, Power, Data) |  | STANDARD | ACTIVE | BC-0028
QSOR-0003347 | DISC-ELEC | CAT-0101 | SUB-0551 | 3998 | IMME size/duty mark — 8 gang | 141.876 | General Electrical (Cables, Containment, Power, Data) |  | STANDARD | ACTIVE | BC-0028
QSOR-0003348 | DISC-ELEC | CAT-0101 | SUB-0551 | 3999 | IMME size/duty mark — 10 gang | 208.6845 | General Electrical (Cables, Containment, Power, Data) |  | STANDARD | ACTIVE | BC-0028
QSOR-0003349 | DISC-ELEC | CAT-0101 | SUB-0552 | 4001 | IMME size/duty mark — 1 gang | 49.9119 | General Electrical (Cables, Containment, Power, Data) |  | STANDARD | ACTIVE | BC-0028
QSOR-0003350 | DISC-ELEC | CAT-0101 | SUB-0552 | 4002 | IMME size/duty mark — 2 gang | 58.192 | General Electrical (Cables, Containment, Power, Data) |  | STANDARD | ACTIVE | BC-0028
QSOR-0003351 | DISC-ELEC | CAT-0101 | SUB-0552 | 4003 | IMME size/duty mark — 3 gang | 82.6559 | General Electrical (Cables, Containment, Power, Data) |  | STANDARD | ACTIVE | BC-0028
QSOR-0003352 | DISC-ELEC | CAT-0101 | SUB-0552 | 4004 | IMME size/duty mark — 4 gang | 135.8826 | General Electrical (Cables, Containment, Power, Data) |  | STANDARD | ACTIVE | BC-0028
QSOR-0003353 | DISC-ELEC | CAT-0101 | SUB-0552 | 4005 | IMME size/duty mark — 6 gang | 216.2495 | General Electrical (Cables, Containment, Power, Data) |  | STANDARD | ACTIVE | BC-0028
QSOR-0003354 | DISC-ELEC | CAT-0101 | SUB-0552 | 4006 | IMME size/duty mark — 8 gang | 257.4619 | General Electrical (Cables, Containment, Power, Data) |  | STANDARD | ACTIVE | BC-0028
QSOR-0003355 | DISC-ELEC | CAT-0101 | SUB-0552 | 4007 | IMME size/duty mark — 9 gang | 325.0501 | General Electrical (Cables, Containment, Power, Data) |  | STANDARD | ACTIVE | BC-0028
QSOR-0003356 | DISC-ELEC | CAT-0101 | SUB-0552 | 4008 | IMME size/duty mark — 12 gang | 374.3173 | General Electrical (Cables, Containment, Power, Data) |  | STANDARD | ACTIVE | BC-0028
QSOR-0003357 | DISC-ELEC | CAT-0101 | SUB-0553 | 4010 | IMME size/duty mark — 1 gang | 70.1159 | General Electrical (Cables, Containment, Power, Data) |  | STANDARD | ACTIVE | BC-0028
QSOR-0003358 | DISC-ELEC | CAT-0101 | SUB-0553 | 4011 | IMME size/duty mark — 3 gang | 88.376 | General Electrical (Cables, Containment, Power, Data) |  | STANDARD | ACTIVE | BC-0028
QSOR-0003359 | DISC-ELEC | CAT-0101 | SUB-0553 | 4012 | IMME size/duty mark — 4 gang | 113.2523 | General Electrical (Cables, Containment, Power, Data) |  | STANDARD | ACTIVE | BC-0028
QSOR-0003360 | DISC-ELEC | CAT-0101 | SUB-0554 | 4014 | IMME component class (Standard plastic) | 27.269 | General Electrical (Cables, Containment, Power, Data) |  | STANDARD | ACTIVE | BC-0028
QSOR-0003361 | DISC-ELEC | CAT-0101 | SUB-0555 | 4016 | IMME size/duty mark — 1 gang | 24.163 | General Electrical (Cables, Containment, Power, Data) |  | STANDARD | ACTIVE | BC-0028
QSOR-0003362 | DISC-ELEC | CAT-0101 | SUB-0555 | 4017 | IMME size/duty mark — 2 gang | 27.1208 | General Electrical (Cables, Containment, Power, Data) |  | STANDARD | ACTIVE | BC-0028
QSOR-0003363 | DISC-ELEC | CAT-0101 | SUB-0555 | 4018 | IMME size/duty mark — 1 gang switched | 27.2298 | General Electrical (Cables, Containment, Power, Data) |  | STANDARD | ACTIVE | BC-0028
QSOR-0003364 | DISC-ELEC | CAT-0101 | SUB-0555 | 4019 | IMME size/duty mark — 2 gang switched | 30.9232 | General Electrical (Cables, Containment, Power, Data) |  | STANDARD | ACTIVE | BC-0028
QSOR-0003365 | DISC-ELEC | CAT-0101 | SUB-0556 | 4021 | IMME size/duty mark — 1 gang | 37.5534 | General Electrical (Cables, Containment, Power, Data) |  | STANDARD | ACTIVE | BC-0028
QSOR-0003366 | DISC-ELEC | CAT-0101 | SUB-0556 | 4022 | IMME size/duty mark — 2 gang | 52.5073 | General Electrical (Cables, Containment, Power, Data) |  | STANDARD | ACTIVE | BC-0028
QSOR-0003367 | DISC-ELEC | CAT-0101 | SUB-0556 | 4023 | IMME size/duty mark — 1 gang switched | 43.2659 | General Electrical (Cables, Containment, Power, Data) |  | STANDARD | ACTIVE | BC-0028
QSOR-0003368 | DISC-ELEC | CAT-0101 | SUB-0556 | 4024 | IMME size/duty mark — 2 gang switched | 60.7961 | General Electrical (Cables, Containment, Power, Data) |  | STANDARD | ACTIVE | BC-0028
QSOR-0003369 | DISC-ELEC | CAT-0101 | SUB-0557 | 4026 | IMME size/duty mark — 1 gang switched | 61.8176 | General Electrical (Cables, Containment, Power, Data) |  | STANDARD | ACTIVE | BC-0028
QSOR-0003370 | DISC-ELEC | CAT-0101 | SUB-0557 | 4027 | IMME size/duty mark — 2 gang switched | 98.0581 | General Electrical (Cables, Containment, Power, Data) |  | STANDARD | ACTIVE | BC-0028
QSOR-0003371 | DISC-ELEC | CAT-0101 | SUB-0558 | 4029 | IMME size/duty mark — 13 amp | 19.8869 | General Electrical (Cables, Containment, Power, Data) |  | STANDARD | ACTIVE | BC-0028
QSOR-0003372 | DISC-ELEC | CAT-0101 | SUB-0559 | 4031 | IMME size/duty mark — 16 amp | 40.1864 | General Electrical (Cables, Containment, Power, Data) |  | STANDARD | ACTIVE | BC-0028
QSOR-0003373 | DISC-ELEC | CAT-0101 | SUB-0559 | 4032 | IMME size/duty mark — 32 amp | 61.5803 | General Electrical (Cables, Containment, Power, Data) |  | STANDARD | ACTIVE | BC-0028
QSOR-0003374 | DISC-ELEC | CAT-0101 | SUB-0559 | 4033 | IMME size/duty mark — 63 amp | 136.9172 | General Electrical (Cables, Containment, Power, Data) |  | STANDARD | ACTIVE | BC-0028
QSOR-0003375 | DISC-ELEC | CAT-0101 | SUB-0559 | 4034 | IMME size/duty mark — 125 amp | 309.9722 | General Electrical (Cables, Containment, Power, Data) |  | STANDARD | ACTIVE | BC-0028
QSOR-0003376 | DISC-ELEC | CAT-0101 | SUB-0560 | 4036 | IMME size/duty mark — 3 compartment | 136.6566 | General Electrical (Cables, Containment, Power, Data) |  | STANDARD | ACTIVE | BC-0028
QSOR-0003377 | DISC-ELEC | CAT-0101 | SUB-0560 | 4037 | IMME size/duty mark — 4 compartment | 161.2295 | General Electrical (Cables, Containment, Power, Data) |  | STANDARD | ACTIVE | BC-0028
QSOR-0003378 | DISC-ELEC | CAT-0101 | SUB-0560 | 4038 | IMME size/duty mark — Floor grommet | 105.8682 | General Electrical (Cables, Containment, Power, Data) |  | STANDARD | ACTIVE | BC-0028
QSOR-0003379 | DISC-ELEC | CAT-0101 | SUB-0561 | 4040 | IMME Final accessory component (DP switched) | 28.98 | General Electrical (Cables, Containment, Power, Data) |  | STANDARD | ACTIVE | BC-0028
QSOR-0003380 | DISC-ELEC | CAT-0101 | SUB-0561 | 4041 | IMME Final accessory component (Unswitched) | 34.4502 | General Electrical (Cables, Containment, Power, Data) |  | STANDARD | ACTIVE | BC-0028
QSOR-0003381 | DISC-ELEC | CAT-0101 | SUB-0561 | 4042 | IMME Final accessory component (DP switched with neon indicator) | 37.0091 | General Electrical (Cables, Containment, Power, Data) |  | STANDARD | ACTIVE | BC-0028
QSOR-0003382 | DISC-ELEC | CAT-0101 | SUB-0562 | 4044 | IMME Final accessory component (DP switched) | 45.3416 | General Electrical (Cables, Containment, Power, Data) |  | STANDARD | ACTIVE | BC-0028
QSOR-0003383 | DISC-ELEC | CAT-0101 | SUB-0562 | 4045 | IMME Final accessory component (Unswitched) | 44.8718 | General Electrical (Cables, Containment, Power, Data) |  | STANDARD | ACTIVE | BC-0028
QSOR-0003384 | DISC-ELEC | CAT-0101 | SUB-0562 | 4046 | IMME Final accessory component (DP switched with neon indicator) | 57.8544 | General Electrical (Cables, Containment, Power, Data) |  | STANDARD | ACTIVE | BC-0028
QSOR-0003385 | DISC-ELEC | CAT-0101 | SUB-0563 | 4048 | IMME size/duty mark — Surface type with moulded plastic box | 85.7697 | General Electrical (Cables, Containment, Power, Data) |  | STANDARD | ACTIVE | BC-0028
QSOR-0003386 | DISC-ELEC | CAT-0101 | SUB-0563 | 4049 | IMME Branch node component (Flush type with galvanized steel box) | 93.9867 | General Electrical (Cables, Containment, Power, Data) |  | STANDARD | ACTIVE | BC-0028
QSOR-0003387 | DISC-ELEC | CAT-0101 | SUB-0564 | 4051 | IMME size/duty mark — Surface mounted with mounting box | 110.2885 | General Electrical (Cables, Containment, Power, Data) |  | STANDARD | ACTIVE | BC-0028
QSOR-0003388 | DISC-ELEC | CAT-0101 | SUB-0564 | 4052 | IMME size/duty mark — Flush mounted with galvanized steel box | 107.2348 | General Electrical (Cables, Containment, Power, Data) |  | STANDARD | ACTIVE | BC-0028
QSOR-0003389 | DISC-ELEC | CAT-0101 | SUB-0565 | 4054 | IMME component class (Standard accessories) | 90.9429 | General Electrical (Cables, Containment, Power, Data) |  | STANDARD | ACTIVE | BC-0028
QSOR-0003390 | DISC-ELEC | CAT-0101 | SUB-0566 | 4056 | IMME size/duty mark — 16 amp | 96.0022 | General Electrical (Cables, Containment, Power, Data) |  | STANDARD | ACTIVE | BC-0028
QSOR-0003391 | DISC-ELEC | CAT-0101 | SUB-0566 | 4057 | IMME size/duty mark — 25 amp | 98.7453 | General Electrical (Cables, Containment, Power, Data) |  | STANDARD | ACTIVE | BC-0028
QSOR-0003392 | DISC-ELEC | CAT-0101 | SUB-0566 | 4058 | IMME size/duty mark — 40 amp | 143.5834 | General Electrical (Cables, Containment, Power, Data) |  | STANDARD | ACTIVE | BC-0028
QSOR-0003393 | DISC-ELEC | CAT-0101 | SUB-0566 | 4059 | IMME size/duty mark — 63 amp | 206.8505 | General Electrical (Cables, Containment, Power, Data) |  | STANDARD | ACTIVE | BC-0028
QSOR-0003394 | DISC-ELEC | CAT-0101 | SUB-0566 | 4060 | IMME size/duty mark — 80 amp | 348.5276 | General Electrical (Cables, Containment, Power, Data) |  | STANDARD | ACTIVE | BC-0028
QSOR-0003395 | DISC-ELEC | CAT-0102 | SUB-0567 | 4063 | IMME component class (presence sensor) | 110.1014 | Lighting & Luminaires (Split Actual Fitting Cost onto OFCI/CFCI if Known) |  | STANDARD | ACTIVE | BC-0029
QSOR-0003396 | DISC-ELEC | CAT-0102 | SUB-0567 | 4064 | IMME component class (combined presence/daylight sensor) | 146.4976 | Lighting & Luminaires (Split Actual Fitting Cost onto OFCI/CFCI if Known) |  | STANDARD | ACTIVE | BC-0029
QSOR-0003397 | DISC-ELEC | CAT-0102 | SUB-0568 | 4066 | IMME component class (4-channel lighting-control module) | 410.3283 | Lighting & Luminaires (Split Actual Fitting Cost onto OFCI/CFCI if Known) |  | STANDARD | ACTIVE | BC-0029
QSOR-0003398 | DISC-ELEC | CAT-0102 | SUB-0568 | 4067 | IMME component class (8-channel lighting-control module) | 683.2719 | Lighting & Luminaires (Split Actual Fitting Cost onto OFCI/CFCI if Known) |  | STANDARD | ACTIVE | BC-0029
QSOR-0003399 | DISC-ELEC | CAT-0102 | SUB-0568 | 4068 | IMME component class (12-channel lighting-control module) | 1001.706 | Lighting & Luminaires (Split Actual Fitting Cost onto OFCI/CFCI if Known) |  | STANDARD | ACTIVE | BC-0029
QSOR-0003400 | DISC-ELEC | CAT-0102 | SUB-0569 | 4070 | IMME component class (single-line DALI controller/gateway) | 637.8431 | Lighting & Luminaires (Split Actual Fitting Cost onto OFCI/CFCI if Known) |  | STANDARD | ACTIVE | BC-0029
QSOR-0003401 | DISC-ELEC | CAT-0102 | SUB-0569 | 4071 | IMME component class (dual-line DALI controller/gateway) | 865.3182 | Lighting & Luminaires (Split Actual Fitting Cost onto OFCI/CFCI if Known) |  | STANDARD | ACTIVE | BC-0029
QSOR-0003402 | DISC-ELEC | CAT-0102 | SUB-0570 | 4073 | IMME component class (4-scene control interface) | 164.6848 | Lighting & Luminaires (Split Actual Fitting Cost onto OFCI/CFCI if Known) |  | STANDARD | ACTIVE | BC-0029
QSOR-0003403 | DISC-ELEC | CAT-0102 | SUB-0570 | 4074 | IMME component class (8-scene control interface) | 319.3584 | Lighting & Luminaires (Split Actual Fitting Cost onto OFCI/CFCI if Known) |  | STANDARD | ACTIVE | BC-0029
QSOR-0003404 | DISC-ELEC | CAT-0102 | SUB-0571 | 4076 | IMME component class (small lighting-control panel) | 1820.6173 | Lighting & Luminaires (Split Actual Fitting Cost onto OFCI/CFCI if Known) |  | STANDARD | ACTIVE | BC-0029
QSOR-0003405 | DISC-ELEC | CAT-0102 | SUB-0571 | 4077 | IMME component class (medium lighting-control panel) | 3640.3219 | Lighting & Luminaires (Split Actual Fitting Cost onto OFCI/CFCI if Known) |  | STANDARD | ACTIVE | BC-0029
QSOR-0003406 | DISC-ELEC | CAT-0102 | SUB-0571 | 4078 | IMME component class (large lighting-control panel) | 7279.7312 | Lighting & Luminaires (Split Actual Fitting Cost onto OFCI/CFCI if Known) |  | STANDARD | ACTIVE | BC-0029
QSOR-0003407 | DISC-ELEC | CAT-0102 | SUB-0572 | 4080 | IMME component class (small-system lighting commissioning) | 1361.3576 | Lighting & Luminaires (Split Actual Fitting Cost onto OFCI/CFCI if Known) |  | STANDARD | ACTIVE | BC-0029
QSOR-0003408 | DISC-ELEC | CAT-0102 | SUB-0572 | 4081 | IMME component class (medium-system lighting commissioning) | 2721.8052 | Lighting & Luminaires (Split Actual Fitting Cost onto OFCI/CFCI if Known) |  | STANDARD | ACTIVE | BC-0029
QSOR-0003409 | DISC-ELEC | CAT-0102 | SUB-0572 | 4082 | IMME component class (large-system lighting commissioning) | 5442.7007 | Lighting & Luminaires (Split Actual Fitting Cost onto OFCI/CFCI if Known) |  | STANDARD | ACTIVE | BC-0029
QSOR-0003410 | DISC-ELEC | CAT-0103 | SUB-0573 | 4084 | Field sensing/control devices (field devices) |  | CCTV, Access control and Security Systems | Sub Catergory | RETIRED_HEADING_RATE | RETIRED | BC-0030
QSOR-0003411 | DISC-ELEC | CAT-0103 | SUB-0573 | 4085 | IMME component class (Proximity reader) | 226.8327 | CCTV, Access control and Security Systems |  | STANDARD | ACTIVE | BC-0030
QSOR-0003412 | DISC-ELEC | CAT-0103 | SUB-0573 | 4086 | IMME component class (Exit button) | 95.9494 | CCTV, Access control and Security Systems |  | STANDARD | ACTIVE | BC-0030
QSOR-0003413 | DISC-ELEC | CAT-0103 | SUB-0573 | 4087 | IMME component class (Exit PIR) | 279.617 | CCTV, Access control and Security Systems |  | STANDARD | ACTIVE | BC-0030
QSOR-0003414 | DISC-ELEC | CAT-0103 | SUB-0573 | 4088 | IMME component class (Emergency break glass) | 87.4969 | CCTV, Access control and Security Systems |  | STANDARD | ACTIVE | BC-0030
QSOR-0003415 | DISC-ELEC | CAT-0103 | SUB-0573 | 4089 | IMME Alarm interface (Alarm contact flush) | 50.0719 | CCTV, Access control and Security Systems |  | STANDARD | ACTIVE | BC-0030
QSOR-0003416 | DISC-ELEC | CAT-0103 | SUB-0573 | 4090 | IMME Alarm interface (Alarm contact surface) | 49.9807 | CCTV, Access control and Security Systems |  | STANDARD | ACTIVE | BC-0030
QSOR-0003417 | DISC-ELEC | CAT-0103 | SUB-0573 | 4091 | IMME component class (Reader interface) | 672.2811 | CCTV, Access control and Security Systems |  | STANDARD | ACTIVE | BC-0030
QSOR-0003418 | DISC-ELEC | CAT-0103 | SUB-0573 | 4092 | IMME component class (Rechargeable battery 12 volt) | 29.2995 | CCTV, Access control and Security Systems |  | STANDARD | ACTIVE | BC-0030
QSOR-0003419 | DISC-ELEC | CAT-0103 | SUB-0573 | 4093 | IMME size/duty mark — Monitored magnetic lock | 240.8151 | CCTV, Access control and Security Systems |  | STANDARD | ACTIVE | BC-0030
QSOR-0003420 | DISC-ELEC | CAT-0103 | SUB-0573 | 4094 | IMME size/duty mark — Double monitored magnetic lock | 475.1225 | CCTV, Access control and Security Systems |  | STANDARD | ACTIVE | BC-0030
QSOR-0003421 | DISC-ELEC | CAT-0103 | SUB-0573 | 4095 | IMME size/duty mark — 12 V electric fail safe | 257.4346 | CCTV, Access control and Security Systems |  | STANDARD | ACTIVE | BC-0030
QSOR-0003422 | DISC-ELEC | CAT-0104 | SUB-0574 | 4097 | Intruder alarm devices |  | CCTV, Access control and Security Systems | Sub Catergory | RETIRED_HEADING_RATE | RETIRED | BC-0030
QSOR-0003423 | DISC-ELEC | CAT-0104 | SUB-0574 | 4098 | IMME Alarm interface (Alarm contact flush) | 50.9652 | CCTV, Access control and Security Systems |  | STANDARD | ACTIVE | BC-0030
QSOR-0003424 | DISC-ELEC | CAT-0104 | SUB-0574 | 4099 | IMME Alarm interface (Alarm contact surface) | 51.154 | CCTV, Access control and Security Systems |  | STANDARD | ACTIVE | BC-0030
QSOR-0003425 | DISC-ELEC | CAT-0104 | SUB-0574 | 4100 | IMME component class (Roller shutter contact) | 70.2012 | CCTV, Access control and Security Systems |  | STANDARD | ACTIVE | BC-0030
QSOR-0003426 | DISC-ELEC | CAT-0104 | SUB-0574 | 4101 | IMME component class (Personal attack button) | 72.8965 | CCTV, Access control and Security Systems |  | STANDARD | ACTIVE | BC-0030
QSOR-0003427 | DISC-ELEC | CAT-0104 | SUB-0574 | 4102 | IMME Detection device (Acoustic break glass detectors) | 124.6477 | CCTV, Access control and Security Systems |  | STANDARD | ACTIVE | BC-0030
QSOR-0003428 | DISC-ELEC | CAT-0104 | SUB-0574 | 4103 | IMME Detection device (Vibration detectors) | 135.9793 | CCTV, Access control and Security Systems |  | STANDARD | ACTIVE | BC-0030
QSOR-0003429 | DISC-ELEC | CAT-0104 | SUB-0574 | 4104 | IMME size/duty mark — 12 m PIR detector | 124.1572 | CCTV, Access control and Security Systems |  | STANDARD | ACTIVE | BC-0030
QSOR-0003430 | DISC-ELEC | CAT-0104 | SUB-0574 | 4105 | IMME size/duty mark — 15 m dual detector | 165.2134 | CCTV, Access control and Security Systems |  | STANDARD | ACTIVE | BC-0030
QSOR-0003431 | DISC-ELEC | CAT-0104 | SUB-0574 | 4106 | IMME size/duty mark — 8 zone alarm panel | 667.4524 | CCTV, Access control and Security Systems |  | STANDARD | ACTIVE | BC-0030
QSOR-0003432 | DISC-ELEC | CAT-0104 | SUB-0574 | 4107 | IMME size/duty mark — 8-24 zone end station | 698.0844 | CCTV, Access control and Security Systems |  | STANDARD | ACTIVE | BC-0030
QSOR-0003433 | DISC-ELEC | CAT-0104 | SUB-0574 | 4108 | IMME component class (Remote keypad) | 262.3469 | CCTV, Access control and Security Systems |  | STANDARD | ACTIVE | BC-0030
QSOR-0003434 | DISC-ELEC | CAT-0104 | SUB-0574 | 4109 | IMME size/duty mark — 8 zone expansion | 200.2484 | CCTV, Access control and Security Systems |  | STANDARD | ACTIVE | BC-0030
QSOR-0003435 | DISC-ELEC | CAT-0104 | SUB-0574 | 4110 | IMME component class (Final exit set button) | 56.5929 | CCTV, Access control and Security Systems |  | STANDARD | ACTIVE | BC-0030
QSOR-0003436 | DISC-ELEC | CAT-0104 | SUB-0574 | 4111 | IMME component class (Self-contained external sounder) | 215.3105 | CCTV, Access control and Security Systems |  | STANDARD | ACTIVE | BC-0030
QSOR-0003437 | DISC-ELEC | CAT-0104 | SUB-0574 | 4112 | IMME component class (Internal loudspeaker) | 109.933 | CCTV, Access control and Security Systems |  | STANDARD | ACTIVE | BC-0030
QSOR-0003438 | DISC-ELEC | CAT-0104 | SUB-0575 | 4113 | CCTV devices |  | CCTV, Access control and Security Systems | Sub Catergory | RETIRED_HEADING_RATE | RETIRED | BC-0030
QSOR-0003439 | DISC-ELEC | CAT-0104 | SUB-0575 | 4114 | IMME component class (Vandal-resistant camera) | 407.0876 | CCTV, Access control and Security Systems |  | STANDARD | ACTIVE | BC-0030
QSOR-0003440 | DISC-ELEC | CAT-0104 | SUB-0575 | 4115 | IMME component class (External camera) | 772.905 | CCTV, Access control and Security Systems |  | STANDARD | ACTIVE | BC-0030
QSOR-0003441 | DISC-ELEC | CAT-0104 | SUB-0575 | 4116 | IMME component class (Auto dome external) | 1556.972 | CCTV, Access control and Security Systems |  | STANDARD | ACTIVE | BC-0030
QSOR-0003442 | DISC-ELEC | CAT-0104 | SUB-0575 | 4117 | IMME component class (Auto dome internal) | 731.7485 | CCTV, Access control and Security Systems |  | STANDARD | ACTIVE | BC-0030
QSOR-0003443 | DISC-ELEC | CAT-0104 | SUB-0575 | 4118 | IMME component class (Mini internal domes) | 1066.8511 | CCTV, Access control and Security Systems |  | STANDARD | ACTIVE | BC-0030
QSOR-0003444 | DISC-ELEC | CAT-0104 | SUB-0575 | 4119 | IMME Board/panel assembly (Master keyboard) | 425.9265 | CCTV, Access control and Security Systems |  | STANDARD | ACTIVE | BC-0030
QSOR-0003445 | DISC-ELEC | CAT-0104 | SUB-0575 | 4120 | IMME component class (IP camera channel licence) | 126.2266 | CCTV, Access control and Security Systems |  | STANDARD | ACTIVE | BC-0030
QSOR-0003446 | DISC-ELEC | CAT-0105 | SUB-0576 | 4123 | IMME duty band — NVR-08, nominal 8-channel NVR class | 318.3564 | CCTV, Access control and Security Systems |  | STANDARD | ACTIVE | BC-0030
QSOR-0003447 | DISC-ELEC | CAT-0105 | SUB-0576 | 4124 | IMME duty band — NVR-16, nominal 16-channel NVR class | 454.4049 | CCTV, Access control and Security Systems |  | STANDARD | ACTIVE | BC-0030
QSOR-0003448 | DISC-ELEC | CAT-0105 | SUB-0576 | 4125 | IMME duty band — NVR-32, nominal 32-channel NVR class | 817.2009 | CCTV, Access control and Security Systems |  | STANDARD | ACTIVE | BC-0030
QSOR-0003449 | DISC-ELEC | CAT-0105 | SUB-0577 | 4127 | IMME duty band — VMS-08, nominal 8-channel VMS licence class | 894.585 | CCTV, Access control and Security Systems |  | STANDARD | ACTIVE | BC-0030
QSOR-0003450 | DISC-ELEC | CAT-0105 | SUB-0577 | 4128 | IMME duty band — VMS-16, nominal 16-channel VMS licence class | 1788.2507 | CCTV, Access control and Security Systems |  | STANDARD | ACTIVE | BC-0030
QSOR-0003451 | DISC-ELEC | CAT-0105 | SUB-0577 | 4129 | IMME duty band — VMS-32, nominal 32-channel VMS licence class | 3575.5913 | CCTV, Access control and Security Systems |  | STANDARD | ACTIVE | BC-0030
QSOR-0003452 | DISC-ELEC | CAT-0105 | SUB-0578 | 4131 | IMME component class (2-door access controller) | 726.5143 | CCTV, Access control and Security Systems |  | STANDARD | ACTIVE | BC-0030
QSOR-0003453 | DISC-ELEC | CAT-0105 | SUB-0578 | 4132 | IMME component class (4-door access controller) | 1089.3167 | CCTV, Access control and Security Systems |  | STANDARD | ACTIVE | BC-0030
QSOR-0003454 | DISC-ELEC | CAT-0105 | SUB-0578 | 4133 | IMME component class (8-door access controller) | 1814.921 | CCTV, Access control and Security Systems |  | STANDARD | ACTIVE | BC-0030
QSOR-0003455 | DISC-ELEC | CAT-0105 | SUB-0578 | 4134 | IMME component class (4A security PSU) | 227.6613 | CCTV, Access control and Security Systems |  | STANDARD | ACTIVE | BC-0030
QSOR-0003456 | DISC-ELEC | CAT-0105 | SUB-0578 | 4135 | IMME component class (8A security PSU) | 318.3618 | CCTV, Access control and Security Systems |  | STANDARD | ACTIVE | BC-0030
QSOR-0003457 | DISC-ELEC | CAT-0105 | SUB-0578 | 4136 | IMME component class (16A security PSU) | 454.4127 | CCTV, Access control and Security Systems |  | STANDARD | ACTIVE | BC-0030
QSOR-0003458 | DISC-ELEC | CAT-0105 | SUB-0579 | 4138 | IMME component class (24 inch security monitor) | 227.6771 | CCTV, Access control and Security Systems |  | STANDARD | ACTIVE | BC-0030
QSOR-0003459 | DISC-ELEC | CAT-0105 | SUB-0579 | 4139 | IMME component class (32 inch security monitor) | 363.7373 | CCTV, Access control and Security Systems |  | STANDARD | ACTIVE | BC-0030
QSOR-0003460 | DISC-ELEC | CAT-0105 | SUB-0579 | 4140 | IMME component class (43 inch security monitor) | 590.5044 | CCTV, Access control and Security Systems |  | STANDARD | ACTIVE | BC-0030
QSOR-0003461 | DISC-ELEC | CAT-0105 | SUB-0579 | 4141 | IMME component class (single-door audio intercom set) | 545.151 | CCTV, Access control and Security Systems |  | STANDARD | ACTIVE | BC-0030
QSOR-0003462 | DISC-ELEC | CAT-0105 | SUB-0579 | 4142 | IMME component class (single-door IP video intercom set) | 817.2718 | CCTV, Access control and Security Systems |  | STANDARD | ACTIVE | BC-0030
QSOR-0003463 | DISC-ELEC | CAT-0105 | SUB-0579 | 4143 | IMME component class (multi-door/master intercom set) | 1633.6332 | CCTV, Access control and Security Systems |  | STANDARD | ACTIVE | BC-0030
QSOR-0003464 | DISC-ELEC | CAT-0106 | SUB-0580 | 4145 | Cable route (cable) |  | ICT / Communications, TV and Data | Sub Catergory | RETIRED_HEADING_RATE | RETIRED | BC-0031
QSOR-0003465 | DISC-ELEC | CAT-0106 | SUB-0580 | 4146 | IMME size/duty mark — 3 pair | 2.2511 | ICT / Communications, TV and Data |  | STANDARD | ACTIVE | BC-0031
QSOR-0003466 | DISC-ELEC | CAT-0106 | SUB-0580 | 4147 | IMME size/duty mark — 4 pair | 2.3742 | ICT / Communications, TV and Data |  | STANDARD | ACTIVE | BC-0031
QSOR-0003467 | DISC-ELEC | CAT-0106 | SUB-0580 | 4148 | IMME size/duty mark — 6 pair | 2.6919 | ICT / Communications, TV and Data |  | STANDARD | ACTIVE | BC-0031
QSOR-0003468 | DISC-ELEC | CAT-0106 | SUB-0580 | 4149 | IMME size/duty mark — 10 pair | 3.8895 | ICT / Communications, TV and Data |  | STANDARD | ACTIVE | BC-0031
QSOR-0003469 | DISC-ELEC | CAT-0106 | SUB-0580 | 4150 | IMME size/duty mark — 15 pair | 4.7749 | ICT / Communications, TV and Data |  | STANDARD | ACTIVE | BC-0031
QSOR-0003470 | DISC-ELEC | CAT-0106 | SUB-0580 | 4151 | IMME size/duty mark — 20 pair | 5.35 | ICT / Communications, TV and Data |  | STANDARD | ACTIVE | BC-0031
QSOR-0003471 | DISC-ELEC | CAT-0106 | SUB-0580 | 4152 | IMME size/duty mark — 25 pair | 6.7006 | ICT / Communications, TV and Data |  | STANDARD | ACTIVE | BC-0031
QSOR-0003472 | DISC-ELEC | CAT-0106 | SUB-0580 | 4153 | IMME size/duty mark — 40 pair | 7.7439 | ICT / Communications, TV and Data |  | STANDARD | ACTIVE | BC-0031
QSOR-0003473 | DISC-ELEC | CAT-0106 | SUB-0580 | 4154 | IMME size/duty mark — 50 pair | 9.2617 | ICT / Communications, TV and Data |  | STANDARD | ACTIVE | BC-0031
QSOR-0003474 | DISC-ELEC | CAT-0106 | SUB-0580 | 4155 | IMME size/duty mark — 80 pair | 10.7732 | ICT / Communications, TV and Data |  | STANDARD | ACTIVE | BC-0031
QSOR-0003475 | DISC-ELEC | CAT-0106 | SUB-0580 | 4156 | IMME size/duty mark — 100 pair | 14.9433 | ICT / Communications, TV and Data |  | STANDARD | ACTIVE | BC-0031
QSOR-0003476 | DISC-ELEC | CAT-0106 | SUB-0581 | 4158 | IMME size/duty mark — Single master outlet | 26.983 | ICT / Communications, TV and Data |  | STANDARD | ACTIVE | BC-0031
QSOR-0003477 | DISC-ELEC | CAT-0106 | SUB-0581 | 4159 | IMME component class (Single secondary outlet) | 23.9224 | ICT / Communications, TV and Data |  | STANDARD | ACTIVE | BC-0031
QSOR-0003478 | DISC-ELEC | CAT-0106 | SUB-0582 | 4161 | IMME size/duty mark — Single master outlet | 34.879 | ICT / Communications, TV and Data |  | STANDARD | ACTIVE | BC-0031
QSOR-0003479 | DISC-ELEC | CAT-0106 | SUB-0582 | 4162 | IMME component class (Single secondary outlet) | 36.7039 | ICT / Communications, TV and Data |  | STANDARD | ACTIVE | BC-0031
QSOR-0003480 | DISC-ELEC | CAT-0106 | SUB-0583 | 4164 | IMME size/duty mark — 25 port | 196.8341 | ICT / Communications, TV and Data |  | STANDARD | ACTIVE | BC-0031
QSOR-0003481 | DISC-ELEC | CAT-0106 | SUB-0583 | 4165 | IMME size/duty mark — 50 port | 312.7703 | ICT / Communications, TV and Data |  | STANDARD | ACTIVE | BC-0031
QSOR-0003482 | DISC-ELEC | CAT-0106 | SUB-0584 | 4167 | IMME size/duty mark — One way | 28.9978 | ICT / Communications, TV and Data |  | STANDARD | ACTIVE | BC-0031
QSOR-0003483 | DISC-ELEC | CAT-0106 | SUB-0584 | 4168 | IMME size/duty mark — Two way | 34.1774 | ICT / Communications, TV and Data |  | STANDARD | ACTIVE | BC-0031
QSOR-0003484 | DISC-ELEC | CAT-0106 | SUB-0584 | 4169 | IMME size/duty mark — One way isolated | 38.9879 | ICT / Communications, TV and Data |  | STANDARD | ACTIVE | BC-0031
QSOR-0003485 | DISC-ELEC | CAT-0106 | SUB-0584 | 4170 | IMME size/duty mark — Two way isolated | 47.5696 | ICT / Communications, TV and Data |  | STANDARD | ACTIVE | BC-0031
QSOR-0003486 | DISC-ELEC | CAT-0106 | SUB-0585 | 4172 | IMME size/duty mark — 4Pair 5.6mm | 2.136 | ICT / Communications, TV and Data |  | STANDARD | ACTIVE | BC-0031
QSOR-0003487 | DISC-ELEC | CAT-0106 | SUB-0586 | 4174 | IMME size/duty mark — One gang PVC | 15.2661 | ICT / Communications, TV and Data |  | STANDARD | ACTIVE | BC-0031
QSOR-0003488 | DISC-ELEC | CAT-0106 | SUB-0586 | 4175 | IMME size/duty mark — Two gang PVC | 20.8255 | ICT / Communications, TV and Data |  | STANDARD | ACTIVE | BC-0031
QSOR-0003489 | DISC-ELEC | CAT-0106 | SUB-0586 | 4176 | IMME size/duty mark — Four gang PVC | 37.2859 | ICT / Communications, TV and Data |  | STANDARD | ACTIVE | BC-0031
QSOR-0003490 | DISC-ELEC | CAT-0106 | SUB-0586 | 4177 | IMME size/duty mark — One gang brass | 37.7611 | ICT / Communications, TV and Data |  | STANDARD | ACTIVE | BC-0031
QSOR-0003491 | DISC-ELEC | CAT-0106 | SUB-0586 | 4178 | IMME size/duty mark — Two gang brass | 44.4124 | ICT / Communications, TV and Data |  | STANDARD | ACTIVE | BC-0031
QSOR-0003492 | DISC-ELEC | CAT-0106 | SUB-0587 | 4180 | IMME size/duty mark — One gang metal clad | 28.5507 | ICT / Communications, TV and Data |  | STANDARD | ACTIVE | BC-0031
QSOR-0003493 | DISC-ELEC | CAT-0106 | SUB-0587 | 4181 | IMME size/duty mark — Two gang metal clad | 38.6522 | ICT / Communications, TV and Data |  | STANDARD | ACTIVE | BC-0031
QSOR-0003494 | DISC-ELEC | CAT-0106 | SUB-0588 | 4183 | IMME size/duty mark — 1 m length | 8.976 | ICT / Communications, TV and Data |  | STANDARD | ACTIVE | BC-0031
QSOR-0003495 | DISC-ELEC | CAT-0106 | SUB-0588 | 4184 | IMME size/duty mark — 3 m length | 10.555 | ICT / Communications, TV and Data |  | STANDARD | ACTIVE | BC-0031
QSOR-0003496 | DISC-ELEC | CAT-0106 | SUB-0588 | 4185 | IMME size/duty mark — 5 m length | 12.6394 | ICT / Communications, TV and Data |  | STANDARD | ACTIVE | BC-0031
QSOR-0003497 | DISC-ELEC | CAT-0106 | SUB-0588 | 4186 | IMME size/duty mark — 7 m length | 15.3002 | ICT / Communications, TV and Data |  | STANDARD | ACTIVE | BC-0031
QSOR-0003498 | DISC-ELEC | CAT-0106 | SUB-0589 | 4188 | IMME size/duty mark — 4 core | 7.2629 | ICT / Communications, TV and Data |  | STANDARD | ACTIVE | BC-0031
QSOR-0003499 | DISC-ELEC | CAT-0106 | SUB-0589 | 4189 | IMME size/duty mark — 8 core | 8.7536 | ICT / Communications, TV and Data |  | STANDARD | ACTIVE | BC-0031
QSOR-0003500 | DISC-ELEC | CAT-0106 | SUB-0589 | 4190 | IMME size/duty mark — 12 core | 9.6297 | ICT / Communications, TV and Data |  | STANDARD | ACTIVE | BC-0031
QSOR-0003501 | DISC-ELEC | CAT-0106 | SUB-0589 | 4191 | IMME size/duty mark — 16 core | 10.6448 | ICT / Communications, TV and Data |  | STANDARD | ACTIVE | BC-0031
QSOR-0003502 | DISC-ELEC | CAT-0106 | SUB-0589 | 4192 | IMME size/duty mark — 24 core | 11.7926 | ICT / Communications, TV and Data |  | STANDARD | ACTIVE | BC-0031
QSOR-0003503 | DISC-ELEC | CAT-0106 | SUB-0590 | 4194 | IMME component class (Singlemode) | 22.6187 | ICT / Communications, TV and Data |  | STANDARD | ACTIVE | BC-0031
QSOR-0003504 | DISC-ELEC | CAT-0106 | SUB-0590 | 4195 | IMME component class (Duplex) | 26.1128 | ICT / Communications, TV and Data |  | STANDARD | ACTIVE | BC-0031
QSOR-0003505 | DISC-ELEC | CAT-0106 | SUB-0590 | 4196 | IMME size/duty mark — 8 way | 143.3753 | ICT / Communications, TV and Data |  | STANDARD | ACTIVE | BC-0031
QSOR-0003506 | DISC-ELEC | CAT-0106 | SUB-0590 | 4197 | IMME size/duty mark — 16 way | 204.3771 | ICT / Communications, TV and Data |  | STANDARD | ACTIVE | BC-0031
QSOR-0003507 | DISC-ELEC | CAT-0106 | SUB-0590 | 4198 | IMME size/duty mark — 24 way | 275.1361 | ICT / Communications, TV and Data |  | STANDARD | ACTIVE | BC-0031
QSOR-0003508 | DISC-ELEC | CAT-0106 | SUB-0591 | 4200 | IMME size/duty mark — 1 m length | 41.5465 | ICT / Communications, TV and Data |  | STANDARD | ACTIVE | BC-0031
QSOR-0003509 | DISC-ELEC | CAT-0106 | SUB-0591 | 4201 | IMME size/duty mark — 3 m length | 39.1055 | ICT / Communications, TV and Data |  | STANDARD | ACTIVE | BC-0031
QSOR-0003510 | DISC-ELEC | CAT-0106 | SUB-0591 | 4202 | IMME size/duty mark — 5 m length | 42.2859 | ICT / Communications, TV and Data |  | STANDARD | ACTIVE | BC-0031
QSOR-0003511 | DISC-ELEC | CAT-0107 | SUB-0592 | 4205 | IMME component class (12U wall-mounted data cabinet) | 319.6502 | ICT / Communications, TV and Data |  | STANDARD | ACTIVE | BC-0031
QSOR-0003512 | DISC-ELEC | CAT-0107 | SUB-0592 | 4206 | IMME component class (24U floor-standing data cabinet) | 547.3193 | ICT / Communications, TV and Data |  | STANDARD | ACTIVE | BC-0031
QSOR-0003513 | DISC-ELEC | CAT-0107 | SUB-0592 | 4207 | IMME component class (42U floor-standing data cabinet) | 729.4545 | ICT / Communications, TV and Data |  | STANDARD | ACTIVE | BC-0031
QSOR-0003514 | DISC-ELEC | CAT-0107 | SUB-0593 | 4209 | IMME duty band — FTP-12F, nominal 12-fibre termination panel | 110.1928 | ICT / Communications, TV and Data |  | STANDARD | ACTIVE | BC-0031
QSOR-0003515 | DISC-ELEC | CAT-0107 | SUB-0593 | 4210 | IMME duty band — FTP-24F, nominal 24-fibre termination panel | 164.8322 | ICT / Communications, TV and Data |  | STANDARD | ACTIVE | BC-0031
QSOR-0003516 | DISC-ELEC | CAT-0107 | SUB-0593 | 4211 | IMME duty band — FTP-48F, nominal 48-fibre termination panel | 274.1113 | ICT / Communications, TV and Data |  | STANDARD | ACTIVE | BC-0031
QSOR-0003517 | DISC-ELEC | CAT-0107 | SUB-0594 | 4213 | IMME component class (24-port managed non-PoE switch) | 319.6374 | ICT / Communications, TV and Data |  | STANDARD | ACTIVE | BC-0031
QSOR-0003518 | DISC-ELEC | CAT-0107 | SUB-0594 | 4214 | IMME component class (24-port managed PoE switch) | 592.8292 | ICT / Communications, TV and Data |  | STANDARD | ACTIVE | BC-0031
QSOR-0003519 | DISC-ELEC | CAT-0107 | SUB-0594 | 4215 | IMME component class (48-port managed PoE switch) | 1093.6812 | ICT / Communications, TV and Data |  | STANDARD | ACTIVE | BC-0031
QSOR-0003520 | DISC-ELEC | CAT-0107 | SUB-0595 | 4217 | IMME component class (standard enterprise wireless access point) | 200.681 | ICT / Communications, TV and Data |  | STANDARD | ACTIVE | BC-0031
QSOR-0003521 | DISC-ELEC | CAT-0107 | SUB-0595 | 4218 | IMME component class (high-density enterprise wireless access point) | 364.1294 | ICT / Communications, TV and Data |  | STANDARD | ACTIVE | BC-0031
QSOR-0003522 | DISC-ELEC | CAT-0107 | SUB-0596 | 4220 | IMME component class (1U fibre termination/splice enclosure) | 228.5899 | ICT / Communications, TV and Data |  | STANDARD | ACTIVE | BC-0031
QSOR-0003523 | DISC-ELEC | CAT-0107 | SUB-0596 | 4221 | IMME component class (2U high-density fibre termination/splice enclosure) | 410.7309 | ICT / Communications, TV and Data |  | STANDARD | ACTIVE | BC-0031
QSOR-0003524 | DISC-ELEC | CAT-0108 | SUB-0597 | 4224 | IMME component class (55-inch commercial display) | 820.4563 | ICT / Communications, TV and Data |  | STANDARD | ACTIVE | BC-0031
QSOR-0003525 | DISC-ELEC | CAT-0108 | SUB-0597 | 4225 | IMME component class (75-inch commercial display) | 1639.9991 | ICT / Communications, TV and Data |  | STANDARD | ACTIVE | BC-0031
QSOR-0003526 | DISC-ELEC | CAT-0108 | SUB-0597 | 4226 | IMME component class (86-inch commercial display) | 3188.0244 | ICT / Communications, TV and Data |  | STANDARD | ACTIVE | BC-0031
QSOR-0003527 | DISC-ELEC | CAT-0108 | SUB-0598 | 4228 | IMME component class (standard AV input/interface point) | 183.0559 | ICT / Communications, TV and Data |  | STANDARD | ACTIVE | BC-0031
QSOR-0003528 | DISC-ELEC | CAT-0108 | SUB-0598 | 4229 | IMME component class (USB-C/HDMI active AV input/interface point) | 456.2695 | ICT / Communications, TV and Data |  | STANDARD | ACTIVE | BC-0031
QSOR-0003529 | DISC-ELEC | CAT-0108 | SUB-0599 | 4231 | IMME component class (4x4 AV matrix/controller) | 1366.8612 | ICT / Communications, TV and Data |  | STANDARD | ACTIVE | BC-0031
QSOR-0003530 | DISC-ELEC | CAT-0108 | SUB-0599 | 4232 | IMME component class (8x8 AV matrix/controller) | 2732.8091 | ICT / Communications, TV and Data |  | STANDARD | ACTIVE | BC-0031
QSOR-0003531 | DISC-ELEC | CAT-0108 | SUB-0599 | 4233 | IMME component class (16x16 AV matrix/controller) | 5464.7045 | ICT / Communications, TV and Data |  | STANDARD | ACTIVE | BC-0031
QSOR-0003532 | DISC-ELEC | CAT-0108 | SUB-0600 | 4235 | IMME component class (small AV equipment rack) | 911.4889 | ICT / Communications, TV and Data |  | STANDARD | ACTIVE | BC-0031
QSOR-0003533 | DISC-ELEC | CAT-0108 | SUB-0600 | 4236 | IMME component class (large AV equipment rack) | 1639.949 | ICT / Communications, TV and Data |  | STANDARD | ACTIVE | BC-0031
QSOR-0003534 | DISC-ELEC | CAT-0108 | SUB-0601 | 4238 | IMME component class (small AV signal-distribution set) | 729.4123 | ICT / Communications, TV and Data |  | STANDARD | ACTIVE | BC-0031
QSOR-0003535 | DISC-ELEC | CAT-0108 | SUB-0601 | 4239 | IMME component class (large AV signal-distribution set) | 1366.8486 | ICT / Communications, TV and Data |  | STANDARD | ACTIVE | BC-0031
QSOR-0003536 | DISC-ELEC | CAT-0108 | SUB-0602 | 4241 | IMME component class (standard room-control interface) | 1366.9588 | ICT / Communications, TV and Data |  | STANDARD | ACTIVE | BC-0031
QSOR-0003537 | DISC-ELEC | CAT-0108 | SUB-0602 | 4242 | IMME component class (integrated room-control interface) | 2277.6556 | ICT / Communications, TV and Data |  | STANDARD | ACTIVE | BC-0031
QSOR-0003538 | DISC-ELEC | CAT-0109 | SUB-0603 | 4245 | IMME component class (standard powered-blind motor) | 228.5736 | Powered Blinds |  | STANDARD | ACTIVE | BC-0032
QSOR-0003539 | DISC-ELEC | CAT-0109 | SUB-0603 | 4246 | IMME component class (heavy-duty powered-blind motor) | 365.1697 | Powered Blinds |  | STANDARD | ACTIVE | BC-0032
QSOR-0003540 | DISC-ELEC | CAT-0109 | SUB-0604 | 4248 | IMME component class (single-blind local control interface) | 73.769 | Powered Blinds |  | STANDARD | ACTIVE | BC-0032
QSOR-0003541 | DISC-ELEC | CAT-0109 | SUB-0604 | 4249 | IMME component class (multi-channel local control interface) | 137.5175 | Powered Blinds |  | STANDARD | ACTIVE | BC-0032
QSOR-0003542 | DISC-ELEC | CAT-0109 | SUB-0605 | 4251 | IMME component class (small group blind controller) | 228.5912 | Powered Blinds |  | STANDARD | ACTIVE | BC-0032
QSOR-0003543 | DISC-ELEC | CAT-0109 | SUB-0605 | 4252 | IMME component class (multi-zone blind controller) | 456.2688 | Powered Blinds |  | STANDARD | ACTIVE | BC-0032
QSOR-0003544 | DISC-ELEC | CAT-0109 | SUB-0606 | 4254 | IMME component class (single-blind power-supply unit) | 137.5124 | Powered Blinds |  | STANDARD | ACTIVE | BC-0032
QSOR-0003545 | DISC-ELEC | CAT-0109 | SUB-0606 | 4255 | IMME component class (multi-blind power-supply unit) | 274.1116 | Powered Blinds |  | STANDARD | ACTIVE | BC-0032
QSOR-0003546 | DISC-ELEC | CAT-0109 | SUB-0607 | 4257 | IMME component class (single-zone blind integration interface) | 456.2385 | Powered Blinds |  | STANDARD | ACTIVE | BC-0032
QSOR-0003547 | DISC-ELEC | CAT-0109 | SUB-0607 | 4258 | IMME component class (multi-zone blind integration interface) | 911.5633 | Powered Blinds |  | STANDARD | ACTIVE | BC-0032
QSOR-0003548 | DISC-ELEC | CAT-0110 | SUB-0608 | 4261 | IMME component class (standard bedhead call point) | 110.1873 | Nurse Call Specialist Systems |  | STANDARD | ACTIVE | BC-0033
QSOR-0003549 | DISC-ELEC | CAT-0110 | SUB-0608 | 4262 | IMME component class (ceiling pull-cord call point) | 82.8689 | Nurse Call Specialist Systems |  | STANDARD | ACTIVE | BC-0033
QSOR-0003550 | DISC-ELEC | CAT-0110 | SUB-0609 | 4264 | IMME component class (overdoor indicator with sounder) | 101.0801 | Nurse Call Specialist Systems |  | STANDARD | ACTIVE | BC-0033
QSOR-0003551 | DISC-ELEC | CAT-0110 | SUB-0610 | 4266 | IMME component class (staff reset/cancel unit) | 91.9755 | Nurse Call Specialist Systems |  | STANDARD | ACTIVE | BC-0033
QSOR-0003552 | DISC-ELEC | CAT-0110 | SUB-0611 | 4268 | IMME component class (4-area nurse-call controller/package) | 1366.9407 | Nurse Call Specialist Systems |  | STANDARD | ACTIVE | BC-0033
QSOR-0003553 | DISC-ELEC | CAT-0110 | SUB-0611 | 4269 | IMME component class (8-area nurse-call controller/package) | 2368.6941 | Nurse Call Specialist Systems |  | STANDARD | ACTIVE | BC-0033
QSOR-0003554 | DISC-ELEC | CAT-0110 | SUB-0612 | 4271 | IMME component class (nurse-call display/annunciator) | 319.6373 | Nurse Call Specialist Systems |  | STANDARD | ACTIVE | BC-0033
QSOR-0003555 | DISC-ELEC | CAT-0110 | SUB-0613 | 4273 | IMME component class (nurse-call PSU/interface unit) | 456.2511 | Nurse Call Specialist Systems |  | STANDARD | ACTIVE | BC-0033
QSOR-0003556 | DISC-ELEC | CAT-0110 | SUB-0613 | 4274 | IMME component class (nurse-call system interface/programming module) | 410.7173 | Nurse Call Specialist Systems |  | STANDARD | ACTIVE | BC-0033
QSOR-0003557 | DISC-ELEC | CAT-0111 | SUB-0614 | 4276 | Field sensing/control devices (field devices) |  | Fire Detection & Alarm incl. Disabled Alarm | Sub Catergory | RETIRED_HEADING_RATE | RETIRED | BC-0034
QSOR-0003558 | DISC-ELEC | CAT-0111 | SUB-0614 | 4277 | IMME component class (Single loop control panel) | 800.472 | Fire Detection & Alarm incl. Disabled Alarm |  | STANDARD | ACTIVE | BC-0034
QSOR-0003559 | DISC-ELEC | CAT-0111 | SUB-0614 | 4278 | IMME size/duty mark — Single loop (flush mounted) | 723.3152 | Fire Detection & Alarm incl. Disabled Alarm |  | STANDARD | ACTIVE | BC-0034
QSOR-0003560 | DISC-ELEC | CAT-0111 | SUB-0614 | 4279 | IMME component class (Loop extension card (1 loop)) | 511.9989 | Fire Detection & Alarm incl. Disabled Alarm |  | STANDARD | ACTIVE | BC-0034
QSOR-0003561 | DISC-ELEC | CAT-0111 | SUB-0614 | 4280 | IMME component class (Double loop control panel) | 1182.923 | Fire Detection & Alarm incl. Disabled Alarm |  | STANDARD | ACTIVE | BC-0034
QSOR-0003562 | DISC-ELEC | CAT-0111 | SUB-0614 | 4281 | IMME size/duty mark — Double loop (flush mounted) | 1245.5305 | Fire Detection & Alarm incl. Disabled Alarm |  | STANDARD | ACTIVE | BC-0034
QSOR-0003563 | DISC-ELEC | CAT-0111 | SUB-0614 | 4282 | IMME component class (Standard network card) | 756.1491 | Fire Detection & Alarm incl. Disabled Alarm |  | STANDARD | ACTIVE | BC-0034
QSOR-0003564 | DISC-ELEC | CAT-0111 | SUB-0614 | 4283 | IMME component class (Focus repeater with controls) | 660.2525 | Fire Detection & Alarm incl. Disabled Alarm |  | STANDARD | ACTIVE | BC-0034
QSOR-0003565 | DISC-ELEC | CAT-0111 | SUB-0614 | 4284 | IMME component class (Call point) | 86.3464 | Fire Detection & Alarm incl. Disabled Alarm |  | STANDARD | ACTIVE | BC-0034
QSOR-0003566 | DISC-ELEC | CAT-0111 | SUB-0614 | 4285 | IMME component class (Call point External) | 268.4415 | Fire Detection & Alarm incl. Disabled Alarm |  | STANDARD | ACTIVE | BC-0034
QSOR-0003567 | DISC-ELEC | CAT-0111 | SUB-0614 | 4286 | IMME size/duty mark — Smoke with mounting base | 58.3984 | Fire Detection & Alarm incl. Disabled Alarm |  | STANDARD | ACTIVE | BC-0034
QSOR-0003568 | DISC-ELEC | CAT-0111 | SUB-0614 | 4287 | IMME size/duty mark — Smoke optical with mounting base | 55.2998 | Fire Detection & Alarm incl. Disabled Alarm |  | STANDARD | ACTIVE | BC-0034
QSOR-0003569 | DISC-ELEC | CAT-0111 | SUB-0614 | 4288 | IMME component class (mounting base) | 62.1615 | Fire Detection & Alarm incl. Disabled Alarm |  | STANDARD | ACTIVE | BC-0034
QSOR-0003570 | DISC-ELEC | CAT-0111 | SUB-0614 | 4289 | IMME Detection device (Duct detector including optical smoke Detector) | 432.0802 | Fire Detection & Alarm incl. Disabled Alarm |  | STANDARD | ACTIVE | BC-0034
QSOR-0003571 | DISC-ELEC | CAT-0111 | SUB-0614 | 4290 | IMME component class (Intelligent wall sounder beacon) | 168.4349 | Fire Detection & Alarm incl. Disabled Alarm |  | STANDARD | ACTIVE | BC-0034
QSOR-0003572 | DISC-ELEC | CAT-0111 | SUB-0614 | 4291 | IMME component class (Waterproof intelligent sounder beacon) | 260.092 | Fire Detection & Alarm incl. Disabled Alarm |  | STANDARD | ACTIVE | BC-0034
QSOR-0003573 | DISC-ELEC | CAT-0111 | SUB-0614 | 4292 | IMME component class (Siren) | 166.9715 | Fire Detection & Alarm incl. Disabled Alarm |  | STANDARD | ACTIVE | BC-0034
QSOR-0003574 | DISC-ELEC | CAT-0111 | SUB-0614 | 4293 | IMME component class (Magnetic Door Holder) | 139.9872 | Fire Detection & Alarm incl. Disabled Alarm |  | STANDARD | ACTIVE | BC-0034
QSOR-0003575 | DISC-ELEC | CAT-0111 | SUB-0614 | 4294 | IMME component class (Loop expander card) | 170.2277 | Fire Detection & Alarm incl. Disabled Alarm |  | STANDARD | ACTIVE | BC-0034
QSOR-0003576 | DISC-ELEC | CAT-0111 | SUB-0614 | 4295 | IMME component class (Repeater panel) | 1831.602 | Fire Detection & Alarm incl. Disabled Alarm |  | STANDARD | ACTIVE | BC-0034
QSOR-0003577 | DISC-ELEC | CAT-0111 | SUB-0614 | 4296 | IMME component class (Mains powered Interface Unit) | 1656.1421 | Fire Detection & Alarm incl. Disabled Alarm |  | STANDARD | ACTIVE | BC-0034
QSOR-0003578 | DISC-ELEC | CAT-0111 | SUB-0614 | 4297 | IMME component class (Loop powered Interface Unit) | 397.1547 | Fire Detection & Alarm incl. Disabled Alarm |  | STANDARD | ACTIVE | BC-0034
QSOR-0003579 | DISC-ELEC | CAT-0111 | SUB-0614 | 4298 | IMME component class (Single channel input/output) | 226.6282 | Fire Detection & Alarm incl. Disabled Alarm |  | STANDARD | ACTIVE | BC-0034
QSOR-0003580 | DISC-ELEC | CAT-0111 | SUB-0614 | 4299 | IMME size/duty mark — Zone module 4 loop | 291.4249 | Fire Detection & Alarm incl. Disabled Alarm |  | STANDARD | ACTIVE | BC-0034
QSOR-0003581 | DISC-ELEC | CAT-0111 | SUB-0614 | 4300 | IMME Detection device (Beam smoke detector with transmitter and receiver unit) | 992.022 | Fire Detection & Alarm incl. Disabled Alarm |  | STANDARD | ACTIVE | BC-0034
QSOR-0003582 | DISC-ELEC | CAT-0111 | SUB-0614 | 4301 | IMME component class (Zone short circuit isolator) | 100.1521 | Fire Detection & Alarm incl. Disabled Alarm |  | STANDARD | ACTIVE | BC-0034
QSOR-0003583 | DISC-ELEC | CAT-0111 | SUB-0614 | 4302 | IMME component class (Plant interface unit) | 72.0112 | Fire Detection & Alarm incl. Disabled Alarm |  | STANDARD | ACTIVE | BC-0034
QSOR-0003584 | DISC-ELEC | CAT-0111 | SUB-0614 | 4303 | IMME component class (Xenon flasher) | 136.75 | Fire Detection & Alarm incl. Disabled Alarm |  | STANDARD | ACTIVE | BC-0034
QSOR-0003585 | DISC-ELEC | CAT-0111 | SUB-0614 | 4304 | IMME size/duty mark — 8 zone Control Panel | 923.9634 | Fire Detection & Alarm incl. Disabled Alarm |  | STANDARD | ACTIVE | BC-0034
QSOR-0003586 | DISC-ELEC | CAT-0111 | SUB-0614 | 4305 | IMME size/duty mark — 20 zone Control Panel | 1235.3396 | Fire Detection & Alarm incl. Disabled Alarm |  | STANDARD | ACTIVE | BC-0034
QSOR-0003587 | DISC-ELEC | CAT-0111 | SUB-0614 | 4306 | IMME Detection device (Smoke detector) | 223.7069 | Fire Detection & Alarm incl. Disabled Alarm |  | STANDARD | ACTIVE | BC-0034
QSOR-0003588 | DISC-ELEC | CAT-0111 | SUB-0614 | 4307 | IMME Detection device (Combined smoke detector and sounder) | 409.0663 | Fire Detection & Alarm incl. Disabled Alarm |  | STANDARD | ACTIVE | BC-0034
QSOR-0003589 | DISC-ELEC | CAT-0111 | SUB-0614 | 4308 | IMME Detection device (Heat detector) | 148.1637 | Fire Detection & Alarm incl. Disabled Alarm |  | STANDARD | ACTIVE | BC-0034
QSOR-0003590 | DISC-ELEC | CAT-0111 | SUB-0614 | 4309 | IMME Detection device (Combined heat detector and sounder) | 401.7311 | Fire Detection & Alarm incl. Disabled Alarm |  | STANDARD | ACTIVE | BC-0034
QSOR-0003591 | DISC-ELEC | CAT-0111 | SUB-0614 | 4310 | IMME component class (Manual call point) | 182.7581 | Fire Detection & Alarm incl. Disabled Alarm |  | STANDARD | ACTIVE | BC-0034
QSOR-0003592 | DISC-ELEC | CAT-0111 | SUB-0614 | 4311 | IMME component class (Manual call point (weatherproof)) | 403.8855 | Fire Detection & Alarm incl. Disabled Alarm |  | STANDARD | ACTIVE | BC-0034
QSOR-0003593 | DISC-ELEC | CAT-0111 | SUB-0614 | 4312 | IMME component class (Sounder) | 297.1548 | Fire Detection & Alarm incl. Disabled Alarm |  | STANDARD | ACTIVE | BC-0034
QSOR-0003594 | DISC-ELEC | CAT-0111 | SUB-0614 | 4313 | IMME component class (Beacon) | 356.9653 | Fire Detection & Alarm incl. Disabled Alarm |  | STANDARD | ACTIVE | BC-0034
QSOR-0003595 | DISC-ELEC | CAT-0111 | SUB-0614 | 4314 | IMME component class (Combined sounder and beacon) | 366.3586 | Fire Detection & Alarm incl. Disabled Alarm |  | STANDARD | ACTIVE | BC-0034
QSOR-0003596 | DISC-ELEC | CAT-0111 | SUB-0614 | 4315 | IMME component class (Remote silence button) | 216.4121 | Fire Detection & Alarm incl. Disabled Alarm |  | STANDARD | ACTIVE | BC-0034
QSOR-0003597 | DISC-ELEC | CAT-0111 | SUB-0614 | 4316 | IMME component class (Output unit) | 384.3453 | Fire Detection & Alarm incl. Disabled Alarm |  | STANDARD | ACTIVE | BC-0034
QSOR-0003598 | DISC-ELEC | CAT-0111 | SUB-0614 | 4317 | IMME component class (Signal booster panel) | 693.6746 | Fire Detection & Alarm incl. Disabled Alarm |  | STANDARD | ACTIVE | BC-0034
QSOR-0003599 | DISC-ELEC | CAT-0111 | SUB-0614 | 4318 | IMME component class (Hard Wired antenna) | 395.9766 | Fire Detection & Alarm incl. Disabled Alarm |  | STANDARD | ACTIVE | BC-0034
QSOR-0003600 | DISC-ELEC | CAT-0112 | SUB-0615 | 4321 | IMME component class (ceiling pull-cord alarm unit) | 60.1106 | Fire Detection & Alarm incl. Disabled Alarm |  | STANDARD | ACTIVE | BC-0034
QSOR-0003601 | DISC-ELEC | CAT-0112 | SUB-0615 | 4322 | IMME component class (local reset/cancel unit) | 69.2178 | Fire Detection & Alarm incl. Disabled Alarm |  | STANDARD | ACTIVE | BC-0034
QSOR-0003602 | DISC-ELEC | CAT-0112 | SUB-0615 | 4323 | IMME component class (overdoor sounder/flasher indicator) | 87.4325 | Fire Detection & Alarm incl. Disabled Alarm |  | STANDARD | ACTIVE | BC-0034
QSOR-0003603 | DISC-ELEC | CAT-0112 | SUB-0615 | 4324 | IMME component class (single-zone disabled-alarm controller/PSU) | 164.8438 | Fire Detection & Alarm incl. Disabled Alarm |  | STANDARD | ACTIVE | BC-0034
QSOR-0003604 | DISC-ELEC | CAT-0112 | SUB-0616 | 4326 | IMME duty band — DAK-01, nominal 1-zone disabled-alarm package | 274.113 | Fire Detection & Alarm incl. Disabled Alarm |  | STANDARD | ACTIVE | BC-0034
QSOR-0003605 | DISC-ELEC | CAT-0112 | SUB-0616 | 4327 | IMME duty band — DAK-04, nominal 4-zone disabled-alarm package | 592.8455 | Fire Detection & Alarm incl. Disabled Alarm |  | STANDARD | ACTIVE | BC-0034
QSOR-0003606 | DISC-ELEC | CAT-0112 | SUB-0617 | 4329 | IMME component class (refuge outstation/intercom point) | 365.165 | Fire Detection & Alarm incl. Disabled Alarm |  | STANDARD | ACTIVE | BC-0034
QSOR-0003607 | DISC-ELEC | CAT-0112 | SUB-0617 | 4330 | IMME component class (4-way refuge control panel) | 1640.0453 | Fire Detection & Alarm incl. Disabled Alarm |  | STANDARD | ACTIVE | BC-0034
QSOR-0003608 | DISC-ELEC | CAT-0112 | SUB-0617 | 4331 | IMME component class (8-way refuge control panel) | 2550.6741 | Fire Detection & Alarm incl. Disabled Alarm |  | STANDARD | ACTIVE | BC-0034
QSOR-0003609 | DISC-ELEC | CAT-0112 | SUB-0617 | 4332 | IMME component class (refuge sounder/beacon indicator) | 228.5707 | Fire Detection & Alarm incl. Disabled Alarm |  | STANDARD | ACTIVE | BC-0034
QSOR-0003610 | DISC-ELEC | CAT-0113 | SUB-0618 | 4335 | IMME component class (ceiling loudspeaker) | 110.183 | Fire Detection & Alarm incl. Disabled Alarm |  | STANDARD | ACTIVE | BC-0034
QSOR-0003611 | DISC-ELEC | CAT-0113 | SUB-0618 | 4336 | IMME component class (wall loudspeaker) | 164.8174 | Fire Detection & Alarm incl. Disabled Alarm |  | STANDARD | ACTIVE | BC-0034
QSOR-0003612 | DISC-ELEC | CAT-0113 | SUB-0618 | 4337 | IMME component class (weatherproof horn loudspeaker) | 228.558 | Fire Detection & Alarm incl. Disabled Alarm |  | STANDARD | ACTIVE | BC-0034
QSOR-0003613 | DISC-ELEC | CAT-0113 | SUB-0619 | 4339 | IMME component class (500 W voice-alarm amplifier) | 1822.1329 | Fire Detection & Alarm incl. Disabled Alarm |  | STANDARD | ACTIVE | BC-0034
QSOR-0003614 | DISC-ELEC | CAT-0113 | SUB-0619 | 4340 | IMME component class (1 kW voice-alarm amplifier) | 3188.0473 | Fire Detection & Alarm incl. Disabled Alarm |  | STANDARD | ACTIVE | BC-0034
QSOR-0003615 | DISC-ELEC | CAT-0113 | SUB-0620 | 4342 | IMME component class (networked PA/VA system controller) | 3643.7972 | Fire Detection & Alarm incl. Disabled Alarm |  | STANDARD | ACTIVE | BC-0034
QSOR-0003616 | DISC-ELEC | CAT-0113 | SUB-0621 | 4344 | IMME component class (desktop paging microphone) | 456.2687 | Fire Detection & Alarm incl. Disabled Alarm |  | STANDARD | ACTIVE | BC-0034
QSOR-0003617 | DISC-ELEC | CAT-0113 | SUB-0622 | 4346 | IMME component class (speaker-line supervision/interface module) | 319.6642 | Fire Detection & Alarm incl. Disabled Alarm |  | STANDARD | ACTIVE | BC-0034
QSOR-0003618 | DISC-ELEC | CAT-0113 | SUB-0623 | 4348 | IMME component class (PA/VA rack + power-supply package) | 4553.9981 | Fire Detection & Alarm incl. Disabled Alarm |  | STANDARD | ACTIVE | BC-0034
QSOR-0003619 | DISC-ELEC | CAT-0114 | SUB-0624 | 4351 | IMME duty band — PVM-450, nominal 450 Wp PV module installed | 146.592 | Photovoltaic/Solar |  | STANDARD | ACTIVE | BC-0035
QSOR-0003620 | DISC-ELEC | CAT-0114 | SUB-0624 | 4352 | IMME duty band — PVM-550, nominal 550 Wp PV module installed | 173.9067 | Photovoltaic/Solar |  | STANDARD | ACTIVE | BC-0035
QSOR-0003621 | DISC-ELEC | CAT-0114 | SUB-0625 | 4354 | IMME duty band — PVI-020, nominal 20 kW three-phase PV inverter | 2277.2364 | Photovoltaic/Solar |  | STANDARD | ACTIVE | BC-0035
QSOR-0003622 | DISC-ELEC | CAT-0114 | SUB-0625 | 4355 | IMME duty band — PVI-050, nominal 50 kW three-phase PV inverter | 4553.5596 | Photovoltaic/Solar |  | STANDARD | ACTIVE | BC-0035
QSOR-0003623 | DISC-ELEC | CAT-0114 | SUB-0625 | 4356 | IMME duty band — PVI-100, nominal 100 kW three-phase PV inverter | 8195.6764 | Photovoltaic/Solar |  | STANDARD | ACTIVE | BC-0035
QSOR-0003624 | DISC-ELEC | CAT-0114 | SUB-0626 | 4358 | IMME component class (roof-mounted PV rail/fixing allowance per module) | 73.7545 | Photovoltaic/Solar |  | STANDARD | ACTIVE | BC-0035
QSOR-0003625 | DISC-ELEC | CAT-0114 | SUB-0626 | 4359 | IMME component class (ground-mount PV frame allowance per module) | 110.1749 | Photovoltaic/Solar |  | STANDARD | ACTIVE | BC-0035
QSOR-0003626 | DISC-ELEC | CAT-0114 | SUB-0627 | 4361 | IMME component class (small PV DC isolator/protection set) | 456.1374 | Photovoltaic/Solar |  | STANDARD | ACTIVE | BC-0035
QSOR-0003627 | DISC-ELEC | CAT-0114 | SUB-0627 | 4362 | IMME component class (medium PV DC protection set) | 911.3615 | Photovoltaic/Solar |  | STANDARD | ACTIVE | BC-0035
QSOR-0003628 | DISC-ELEC | CAT-0114 | SUB-0627 | 4363 | IMME component class (large PV DC protection set) | 1821.8098 | Photovoltaic/Solar |  | STANDARD | ACTIVE | BC-0035
QSOR-0003629 | DISC-ELEC | CAT-0114 | SUB-0628 | 4365 | IMME component class (4-string PV combiner) | 729.3865 | Photovoltaic/Solar |  | STANDARD | ACTIVE | BC-0035
QSOR-0003630 | DISC-ELEC | CAT-0114 | SUB-0628 | 4366 | IMME component class (8-string PV combiner) | 1366.8003 | Photovoltaic/Solar |  | STANDARD | ACTIVE | BC-0035
QSOR-0003631 | DISC-ELEC | CAT-0114 | SUB-0629 | 4368 | IMME component class (standard PV monitoring gateway) | 683.7575 | Photovoltaic/Solar |  | STANDARD | ACTIVE | BC-0035
QSOR-0003632 | DISC-ELEC | CAT-0114 | SUB-0629 | 4369 | IMME component class (large/networked PV monitoring gateway) | 1366.6017 | Photovoltaic/Solar |  | STANDARD | ACTIVE | BC-0035
QSOR-0003633 | DISC-ELEC | CAT-0115 | SUB-0630 | 4372 | IMME size/duty mark — 1.5mm | 2.287 | Lightning Protection & Earthing |  | STANDARD | ACTIVE | BC-0036
QSOR-0003634 | DISC-ELEC | CAT-0115 | SUB-0630 | 4373 | IMME size/duty mark — 2.5mm | 2.4411 | Lightning Protection & Earthing |  | STANDARD | ACTIVE | BC-0036
QSOR-0003635 | DISC-ELEC | CAT-0115 | SUB-0630 | 4374 | IMME size/duty mark — 4.0mm | 2.7649 | Lightning Protection & Earthing |  | STANDARD | ACTIVE | BC-0036
QSOR-0003636 | DISC-ELEC | CAT-0115 | SUB-0630 | 4375 | IMME size/duty mark — 6.0mm | 3.0695 | Lightning Protection & Earthing |  | STANDARD | ACTIVE | BC-0036
QSOR-0003637 | DISC-ELEC | CAT-0115 | SUB-0630 | 4376 | IMME size/duty mark — 10.0mm | 4.0112 | Lightning Protection & Earthing |  | STANDARD | ACTIVE | BC-0036
QSOR-0003638 | DISC-ELEC | CAT-0115 | SUB-0630 | 4377 | IMME size/duty mark — 16.0mm | 4.8609 | Lightning Protection & Earthing |  | STANDARD | ACTIVE | BC-0036
QSOR-0003639 | DISC-ELEC | CAT-0115 | SUB-0630 | 4378 | IMME size/duty mark — 25.0mm | 6.1552 | Lightning Protection & Earthing |  | STANDARD | ACTIVE | BC-0036
QSOR-0003640 | DISC-ELEC | CAT-0115 | SUB-0630 | 4379 | IMME size/duty mark — 35.0mm | 9.6918 | Lightning Protection & Earthing |  | STANDARD | ACTIVE | BC-0036
QSOR-0003641 | DISC-ELEC | CAT-0115 | SUB-0630 | 4380 | IMME size/duty mark — 50.0mm | 9.4082 | Lightning Protection & Earthing |  | STANDARD | ACTIVE | BC-0036
QSOR-0003642 | DISC-ELEC | CAT-0115 | SUB-0630 | 4381 | IMME size/duty mark — 70.0mm | 12.049 | Lightning Protection & Earthing |  | STANDARD | ACTIVE | BC-0036
QSOR-0003643 | DISC-ELEC | CAT-0115 | SUB-0630 | 4382 | IMME size/duty mark — 95.0mm | 17.4431 | Lightning Protection & Earthing |  | STANDARD | ACTIVE | BC-0036
QSOR-0003644 | DISC-ELEC | CAT-0115 | SUB-0630 | 4383 | IMME size/duty mark — 120.0mm | 18.4696 | Lightning Protection & Earthing |  | STANDARD | ACTIVE | BC-0036
QSOR-0003645 | DISC-ELEC | CAT-0115 | SUB-0630 | 4384 | IMME size/duty mark — 150.0mm | 23.3766 | Lightning Protection & Earthing |  | STANDARD | ACTIVE | BC-0036
QSOR-0003646 | DISC-ELEC | CAT-0115 | SUB-0630 | 4385 | IMME size/duty mark — 185.0mm | 27.4998 | Lightning Protection & Earthing |  | STANDARD | ACTIVE | BC-0036
QSOR-0003647 | DISC-ELEC | CAT-0115 | SUB-0630 | 4386 | IMME size/duty mark — 240.0mm | 36.6691 | Lightning Protection & Earthing |  | STANDARD | ACTIVE | BC-0036
QSOR-0003648 | DISC-ELEC | CAT-0115 | SUB-0630 | 4387 | IMME size/duty mark — 300.0mm | 40.252 | Lightning Protection & Earthing |  | STANDARD | ACTIVE | BC-0036
QSOR-0003649 | DISC-ELEC | CAT-0116 | SUB-0631 | 4390 | IMME size/duty mark — 6 way | 298.6809 | Lightning Protection & Earthing |  | STANDARD | ACTIVE | BC-0036
QSOR-0003650 | DISC-ELEC | CAT-0116 | SUB-0631 | 4391 | IMME size/duty mark — 8 way | 296.5775 | Lightning Protection & Earthing |  | STANDARD | ACTIVE | BC-0036
QSOR-0003651 | DISC-ELEC | CAT-0116 | SUB-0631 | 4392 | IMME size/duty mark — 10 way | 373.5912 | Lightning Protection & Earthing |  | STANDARD | ACTIVE | BC-0036
QSOR-0003652 | DISC-ELEC | CAT-0116 | SUB-0632 | 4394 | IMME size/duty mark — 300mm | 140.5741 | Lightning Protection & Earthing |  | STANDARD | ACTIVE | BC-0036
QSOR-0003653 | DISC-ELEC | CAT-0116 | SUB-0632 | 4395 | IMME size/duty mark — 500mm | 148.7624 | Lightning Protection & Earthing |  | STANDARD | ACTIVE | BC-0036
QSOR-0003654 | DISC-ELEC | CAT-0116 | SUB-0633 | 4397 | IMME size/duty mark — 25mm | 14.4469 | Lightning Protection & Earthing |  | STANDARD | ACTIVE | BC-0036
QSOR-0003655 | DISC-ELEC | CAT-0116 | SUB-0633 | 4398 | IMME size/duty mark — 35mm | 14.6537 | Lightning Protection & Earthing |  | STANDARD | ACTIVE | BC-0036
QSOR-0003656 | DISC-ELEC | CAT-0116 | SUB-0633 | 4399 | IMME size/duty mark — 50mm | 15.3104 | Lightning Protection & Earthing |  | STANDARD | ACTIVE | BC-0036
QSOR-0003657 | DISC-ELEC | CAT-0116 | SUB-0633 | 4400 | IMME size/duty mark — 70mm | 16.2641 | Lightning Protection & Earthing |  | STANDARD | ACTIVE | BC-0036
QSOR-0003658 | DISC-ELEC | CAT-0116 | SUB-0633 | 4401 | IMME size/duty mark — 95mm | 23.2921 | Lightning Protection & Earthing |  | STANDARD | ACTIVE | BC-0036
QSOR-0003659 | DISC-ELEC | CAT-0116 | SUB-0633 | 4402 | IMME size/duty mark — 120mm | 55.5917 | Lightning Protection & Earthing |  | STANDARD | ACTIVE | BC-0036
QSOR-0003660 | DISC-ELEC | CAT-0116 | SUB-0634 | 4404 | IMME size/duty mark — 15mm | 9.066 | Lightning Protection & Earthing |  | STANDARD | ACTIVE | BC-0036
QSOR-0003661 | DISC-ELEC | CAT-0116 | SUB-0634 | 4405 | IMME size/duty mark — 32mm | 10.8958 | Lightning Protection & Earthing |  | STANDARD | ACTIVE | BC-0036
QSOR-0003662 | DISC-ELEC | CAT-0116 | SUB-0634 | 4406 | IMME size/duty mark — 50mm | 12.1484 | Lightning Protection & Earthing |  | STANDARD | ACTIVE | BC-0036
QSOR-0003663 | DISC-ELEC | CAT-0116 | SUB-0635 | 4408 | IMME size/duty mark — 25mm | 45.8235 | Lightning Protection & Earthing |  | STANDARD | ACTIVE | BC-0036
QSOR-0003664 | DISC-ELEC | CAT-0116 | SUB-0635 | 4409 | IMME size/duty mark — 50mm | 139.5167 | Lightning Protection & Earthing |  | STANDARD | ACTIVE | BC-0036
QSOR-0003665 | DISC-ELEC | CAT-0116 | SUB-0636 | 4411 | IMME size/duty mark — 20mm | 36.1506 | Lightning Protection & Earthing |  | STANDARD | ACTIVE | BC-0036
QSOR-0003666 | DISC-ELEC | CAT-0116 | SUB-0636 | 4412 | IMME size/duty mark — 25mm | 44.051 | Lightning Protection & Earthing |  | STANDARD | ACTIVE | BC-0036
QSOR-0003667 | DISC-ELEC | CAT-0116 | SUB-0636 | 4413 | IMME size/duty mark — 50mm | 62.9254 | Lightning Protection & Earthing |  | STANDARD | ACTIVE | BC-0036
QSOR-0003668 | DISC-ELEC | CAT-0116 | SUB-0637 | 4415 | IMME size/duty mark — 600mm | 214.0195 | Lightning Protection & Earthing |  | STANDARD | ACTIVE | BC-0036
QSOR-0003669 | DISC-ELEC | CAT-0116 | SUB-0638 | 4417 | IMME size/duty mark — 500mm | 71.0038 | Lightning Protection & Earthing |  | STANDARD | ACTIVE | BC-0036
QSOR-0003670 | DISC-ELEC | CAT-0116 | SUB-0638 | 4418 | IMME size/duty mark — 1000mm | 112.0693 | Lightning Protection & Earthing |  | STANDARD | ACTIVE | BC-0036
QSOR-0003671 | DISC-ELEC | CAT-0116 | SUB-0638 | 4419 | IMME component class (Strike pad) | 54.0653 | Lightning Protection & Earthing |  | STANDARD | ACTIVE | BC-0036
QSOR-0003672 | DISC-ELEC | CAT-0116 | SUB-0638 | 4420 | IMME component class (Multiple point) | 92.9888 | Lightning Protection & Earthing |  | STANDARD | ACTIVE | BC-0036
QSOR-0003673 | DISC-ELEC | CAT-0116 | SUB-0638 | 4421 | IMME component class (Air terminal base) | 57.9938 | Lightning Protection & Earthing |  | STANDARD | ACTIVE | BC-0036
QSOR-0003674 | DISC-ELEC | CAT-0116 | SUB-0638 | 4422 | IMME component class (Ridge saddle) | 95.343 | Lightning Protection & Earthing |  | STANDARD | ACTIVE | BC-0036
QSOR-0003675 | DISC-ELEC | CAT-0116 | SUB-0638 | 4423 | IMME size/duty mark — Side mounting bracket | 100.648 | Lightning Protection & Earthing |  | STANDARD | ACTIVE | BC-0036
QSOR-0003676 | DISC-ELEC | CAT-0116 | SUB-0638 | 4424 | IMME Join interface component (Rod to tape coupling) | 53.4681 | Lightning Protection & Earthing |  | STANDARD | ACTIVE | BC-0036
QSOR-0003677 | DISC-ELEC | CAT-0116 | SUB-0638 | 4425 | IMME component class (Strike pad) | 53.829 | Lightning Protection & Earthing |  | STANDARD | ACTIVE | BC-0036
QSOR-0003678 | DISC-ELEC | CAT-0116 | SUB-0639 | 4427 | IMME size/duty mark — 500mm | 73.7664 | Lightning Protection & Earthing |  | STANDARD | ACTIVE | BC-0036
QSOR-0003679 | DISC-ELEC | CAT-0116 | SUB-0639 | 4428 | IMME size/duty mark — 1000mm | 117.4127 | Lightning Protection & Earthing |  | STANDARD | ACTIVE | BC-0036
QSOR-0003680 | DISC-ELEC | CAT-0116 | SUB-0639 | 4429 | IMME size/duty mark — 2000mm | 216.4581 | Lightning Protection & Earthing |  | STANDARD | ACTIVE | BC-0036
QSOR-0003681 | DISC-ELEC | CAT-0116 | SUB-0639 | 4430 | IMME component class (Flat saddle) | 94.8192 | Lightning Protection & Earthing |  | STANDARD | ACTIVE | BC-0036
QSOR-0003682 | DISC-ELEC | CAT-0116 | SUB-0639 | 4431 | IMME Support interface component (Side bracket) | 61.1588 | Lightning Protection & Earthing |  | STANDARD | ACTIVE | BC-0036
QSOR-0003683 | DISC-ELEC | CAT-0116 | SUB-0639 | 4432 | IMME Cable route/component (Rod to cable coupling) | 54.3508 | Lightning Protection & Earthing |  | STANDARD | ACTIVE | BC-0036
QSOR-0003684 | DISC-ELEC | CAT-0116 | SUB-0640 | 4434 | IMME size/duty mark — 8mm | 85.6109 | Lightning Protection & Earthing |  | STANDARD | ACTIVE | BC-0036
QSOR-0003685 | DISC-ELEC | CAT-0116 | SUB-0641 | 4436 | IMME size/duty mark — 25mm | 29.0819 | Lightning Protection & Earthing |  | STANDARD | ACTIVE | BC-0036
QSOR-0003686 | DISC-ELEC | CAT-0116 | SUB-0641 | 4437 | IMME size/duty mark — 50mm | 95.8689 | Lightning Protection & Earthing |  | STANDARD | ACTIVE | BC-0036
QSOR-0003687 | DISC-ELEC | CAT-0116 | SUB-0642 | 4439 | IMME size/duty mark — 2 hole | 79.574 | Lightning Protection & Earthing |  | STANDARD | ACTIVE | BC-0036
QSOR-0003688 | DISC-ELEC | CAT-0116 | SUB-0642 | 4440 | IMME size/duty mark — 4 hole | 113.3314 | Lightning Protection & Earthing |  | STANDARD | ACTIVE | BC-0036
QSOR-0003689 | DISC-ELEC | CAT-0116 | SUB-0642 | 4441 | IMME size/duty mark — Cover plate 25mm | 65.1438 | Lightning Protection & Earthing |  | STANDARD | ACTIVE | BC-0036
QSOR-0003690 | DISC-ELEC | CAT-0116 | SUB-0642 | 4442 | IMME size/duty mark — Cover plate 8mm | 65.1933 | Lightning Protection & Earthing |  | STANDARD | ACTIVE | BC-0036
QSOR-0003691 | DISC-ELEC | CAT-0116 | SUB-0642 | 4443 | IMME size/duty mark — Rebar clamp 8mm | 48.3899 | Lightning Protection & Earthing |  | STANDARD | ACTIVE | BC-0036
QSOR-0003692 | DISC-ELEC | CAT-0116 | SUB-0642 | 4444 | IMME component class (Static earth receptacle) | 276.3399 | Lightning Protection & Earthing |  | STANDARD | ACTIVE | BC-0036
QSOR-0003693 | DISC-ELEC | CAT-0116 | SUB-0642 | 4445 | IMME size/duty mark — 200mm hole centres | 39.5099 | Lightning Protection & Earthing |  | STANDARD | ACTIVE | BC-0036
QSOR-0003694 | DISC-ELEC | CAT-0116 | SUB-0642 | 4446 | IMME size/duty mark — 400mm holes centres | 55.7408 | Lightning Protection & Earthing |  | STANDARD | ACTIVE | BC-0036
QSOR-0003695 | DISC-ELEC | CAT-0116 | SUB-0643 | 4448 | IMME size/duty mark — 16mm | 31.1072 | Lightning Protection & Earthing |  | STANDARD | ACTIVE | BC-0036
QSOR-0003696 | DISC-ELEC | CAT-0116 | SUB-0643 | 4449 | IMME size/duty mark — 20mm | 33.2032 | Lightning Protection & Earthing |  | STANDARD | ACTIVE | BC-0036
QSOR-0003697 | DISC-ELEC | CAT-0116 | SUB-0643 | 4450 | IMME size/duty mark — 25mm | 37.4726 | Lightning Protection & Earthing |  | STANDARD | ACTIVE | BC-0036
QSOR-0003698 | DISC-ELEC | CAT-0116 | SUB-0644 | 4452 | IMME component class (Concrete) | 116.4263 | Lightning Protection & Earthing |  | STANDARD | ACTIVE | BC-0036
QSOR-0003699 | DISC-ELEC | CAT-0116 | SUB-0644 | 4453 | IMME component class (Polypropylene) | 114.7867 | Lightning Protection & Earthing |  | STANDARD | ACTIVE | BC-0036
QSOR-0003700 | DISC-ELEC | CAT-0116 | SUB-0645 | 4455 | IMME size/duty mark — 600 × 600 | 243.5988 | Lightning Protection & Earthing |  | STANDARD | ACTIVE | BC-0036
QSOR-0003701 | DISC-ELEC | CAT-0116 | SUB-0645 | 4456 | IMME size/duty mark — 900 × 900 | 406.4561 | Lightning Protection & Earthing |  | STANDARD | ACTIVE | BC-0036
QSOR-0003702 | DISC-ELEC | CAT-0116 | SUB-0646 | 4458 | IMME size/duty mark — 600 × 600 | 216.9389 | Lightning Protection & Earthing |  | STANDARD | ACTIVE | BC-0036
QSOR-0003703 | DISC-ELEC | CAT-0116 | SUB-0646 | 4459 | IMME size/duty mark — 900 × 900 | 798.8857 | Lightning Protection & Earthing |  | STANDARD | ACTIVE | BC-0036
QSOR-0003704 | DISC-ELEC | CAT-0116 | SUB-0647 | 4461 | IMME size/duty mark — 1200mm | 111.2109 | Lightning Protection & Earthing |  | STANDARD | ACTIVE | BC-0036
QSOR-0003705 | DISC-ELEC | CAT-0116 | SUB-0647 | 4462 | Join interface (coupling) | 5.5623 | Lightning Protection & Earthing |  | STANDARD | ACTIVE | BC-0036
QSOR-0003706 | DISC-ELEC | CAT-0116 | SUB-0647 | 4463 | IMME component class (Driving stud) | 6.8622 | Lightning Protection & Earthing |  | STANDARD | ACTIVE | BC-0036
QSOR-0003707 | DISC-ELEC | CAT-0116 | SUB-0647 | 4464 | IMME component class (Spike) | 5.8336 | Lightning Protection & Earthing |  | STANDARD | ACTIVE | BC-0036
QSOR-0003708 | DISC-ELEC | CAT-0116 | SUB-0647 | 4465 | IMME component class (Rod clamp flat) | 23.9908 | Lightning Protection & Earthing |  | STANDARD | ACTIVE | BC-0036
QSOR-0003709 | DISC-ELEC | CAT-0116 | SUB-0647 | 4466 | IMME component class (Rod clamp solid) | 16.9314 | Lightning Protection & Earthing |  | STANDARD | ACTIVE | BC-0036
QSOR-0003710 | DISC-ELEC | CAT-0117 | SUB-0648 | 4469 | IMME size/duty mark — LIS-100, nominal 100A lift supply isolator/interface | 318.7208 | Lift POWER SUPPLY ONLY |  | STANDARD | ACTIVE | BC-0037
QSOR-0003711 | DISC-ELEC | CAT-0117 | SUB-0648 | 4470 | IMME size/duty mark — LIS-250, nominal 250A lift supply isolator/interface | 500.3265 | Lift POWER SUPPLY ONLY |  | STANDARD | ACTIVE | BC-0037
QSOR-0003712 | DISC-ELEC | CAT-0117 | SUB-0648 | 4471 | IMME size/duty mark — LIS-400, nominal 400A lift supply isolator/interface | 727.3332 | Lift POWER SUPPLY ONLY |  | STANDARD | ACTIVE | BC-0037
QSOR-0003713 | DISC-ELEC | CAT-0117 | SUB-0649 | 4473 | IMME component class (35 mm² lift feeder installed per metre) | 32.6936 | Lift POWER SUPPLY ONLY |  | STANDARD | ACTIVE | BC-0037
QSOR-0003714 | DISC-ELEC | CAT-0117 | SUB-0649 | 4474 | IMME component class (70 mm² lift feeder installed per metre) | 50.8551 | Lift POWER SUPPLY ONLY |  | STANDARD | ACTIVE | BC-0037
QSOR-0003715 | DISC-ELEC | CAT-0117 | SUB-0649 | 4475 | IMME component class (120 mm² lift feeder installed per metre) | 73.5571 | Lift POWER SUPPLY ONLY |  | STANDARD | ACTIVE | BC-0037
QSOR-0003716 | DISC-ELEC | CAT-0117 | SUB-0650 | 4477 | IMME component class (small lift rescue/standby interface package) | 2725.1268 | Lift POWER SUPPLY ONLY |  | STANDARD | ACTIVE | BC-0037
QSOR-0003717 | DISC-ELEC | CAT-0117 | SUB-0650 | 4478 | IMME component class (large lift rescue/standby interface package) | 4541.271 | Lift POWER SUPPLY ONLY |  | STANDARD | ACTIVE | BC-0037

## BENCHMARK_CATEGORY_MASTER
BENCHMARK_CATEGORY_ID | BENCHMARK_CATEGORY | QSOR_ITEM_COUNT | QSOR_CATEGORY_COUNT | QSOR_SUBCATEGORY_COUNT | STATUS
BC-0001 | Boilers | 32 | 4 | 6 | ACTIVE
BC-0002 | Pumps & Booster Sets | 44 | 8 | 12 | ACTIVE
BC-0003 | Chillers and Water Coolers / Towers | 19 | 1 | 5 | ACTIVE
BC-0004 | Air Handling Units | 26 | 2 | 9 | ACTIVE
BC-0005 | Air Source Heat Pumps / Ground Source Heat Pumps | 19 | 1 | 5 | ACTIVE
BC-0006 | CHP Units / Other District Heating Plant | 36 | 4 | 6 | ACTIVE
BC-0007 | Air Conditioning Equipment, Condensers, FCU's, CRF Units | 38 | 3 | 13 | ACTIVE
BC-0008 | Sanitaryware | 17 | 1 | 7 | ACTIVE
BC-0009 | Electric Heaters | 12 | 1 | 3 | ACTIVE
BC-0010 | Rainwater Harvesting | 12 | 1 | 5 | ACTIVE
BC-0011 | Other Misc Plant | 121 | 8 | 33 | ACTIVE
BC-0012 | Mechanical Incoming External Services / Mains (Gas & Water) | 21 | 1 | 6 | ACTIVE
BC-0013 | Incoming Sprinkler Mains & Hydrants | 20 | 1 | 7 | ACTIVE
BC-0014 | General Mechanical | 1432 | 18 | 210 | ACTIVE
BC-0015 | Ductwork & Ventilation | 276 | 7 | 41 | ACTIVE
BC-0016 | BMS/BAS/EMS/PMS/EPMS | 47 | 2 | 8 | ACTIVE
BC-0017 | Fire Protection Suppression System | 14 | 1 | 5 | ACTIVE
BC-0018 | Lifts (Physical) | 10 | 1 | 5 | ACTIVE
BC-0019 | Generators & Fuel Tanks | 36 | 4 | 8 | ACTIVE
BC-0020 | Substation, RMU & Transformers | 19 | 4 | 5 | ACTIVE
BC-0021 | UPS/Battery | 21 | 1 | 6 | ACTIVE
BC-0022 | MV/LV Switchgear, Panelboards & Distribution Boards | 86 | 6 | 20 | ACTIVE
BC-0023 | Luminaires (Light Fittings Only) | 14 | 1 | 7 | ACTIVE
BC-0024 | Electrical Incoming External Services / Mains & Metering | 27 | 2 | 6 | ACTIVE
BC-0025 | Electric Vehicle Suppliers & Chargers | 15 | 1 | 6 | ACTIVE
BC-0026 | Internal Submains Cabling | 273 | 4 | 16 | ACTIVE
BC-0027 | Busbar / Dedicated Power Systems (Not Cables) | 68 | 3 | 13 | ACTIVE
BC-0028 | General Electrical (Cables, Containment, Power, Data) | 635 | 10 | 93 | ACTIVE
BC-0029 | Lighting & Luminaires (Split Actual Fitting Cost onto OFCI/CFCI if Known) | 15 | 1 | 6 | ACTIVE
BC-0030 | CCTV, Access control and Security Systems | 51 | 3 | 7 | ACTIVE
BC-0031 | ICT / Communications, TV and Data | 73 | 3 | 23 | ACTIVE
BC-0032 | Powered Blinds | 10 | 1 | 5 | ACTIVE
BC-0033 | Nurse Call Specialist Systems | 9 | 1 | 6 | ACTIVE
BC-0034 | Fire Detection & Alarm incl. Disabled Alarm | 61 | 3 | 10 | ACTIVE
BC-0035 | Photovoltaic/Solar | 14 | 1 | 6 | ACTIVE
BC-0036 | Lightning Protection & Earthing | 77 | 2 | 18 | ACTIVE
BC-0037 | Lift POWER SUPPLY ONLY | 8 | 1 | 3 | ACTIVE

## IMME_DRIVER_MASTER
DRIVER_ID | DRIVER_CODE | DRIVER_NAME | DRIVER_GROUP | PURPOSE | PRIMARY_INPUT_TYPE | DEFAULT_UPDATE_FREQUENCY | BASE_INDEX | BASE_CURRENCY | CURRENCY_TREATMENT | DIRECT_RATE_DRIVER | IMME_CORE_COMPONENT | SOURCE_STATUS | STATUS | CONFIDENTIALITY | CREATED_VERSION | NOTES | ACTION 7 VALIDATION | VALUE
DRV-001 | IMME-CORE | IMME Core Index | Proprietary Core | Preserves and evolves the original proprietary IMME algorithm signal as a controlled residual / overlay within the V2 engine. | Proprietary composite signal | DAILY | 100 | GBP | Native IMME controlled index; no separate FX conversion. | YES | YES | CONFIGURED | ACTIVE | SECRET | 2.0.0 | Carries the original IMME algorithm lineage into V2. Exact construction remains proprietary. | Driver count | 15
DRV-002 | IMME-CU | Copper | Commodity / Material | Measures copper-related input movement for copper-rich MEP rate families. | Copper market reference + approved derived GBP index | DAILY | 100 | GBP | Underlying commodity input to be normalised into GBP before use. | YES | NO | LICENCE PENDING | ACTIVE | SECRET | 2.0.0 | Primary material driver for CopperCore and relevant electrical copper content. | First driver | DRV-001
DRV-003 | IMME-FE | Ferrous / Steel / Iron | Commodity / Material | Measures steel, ferrous and cast-iron related input movement. | Ferrous / steel market and producer-price evidence | MONTHLY / MARKET | 100 | GBP | Inputs normalised to a controlled GBP index where required. | YES | NO | CONFIGURED | ACTIVE | SECRET | 2.0.0 | Used for steel pipework, containment, cast-iron and ferrous equipment content. | Last driver | DRV-015
DRV-004 | IMME-AL | Aluminium | Commodity / Material | Measures aluminium-related input movement. | Aluminium market reference + approved derived GBP index | DAILY | 100 | GBP | Underlying commodity input to be normalised into GBP before use. | YES | NO | LICENCE PENDING | ACTIVE | SECRET | 2.0.0 | Used where aluminium is commercially material to the MEP item. | Base index standard | 100
DRV-005 | IMME-ZN | Zinc / Galvanising | Commodity / Material | Measures zinc and galvanising-related input movement. | Zinc market reference + approved derived GBP index | DAILY | 100 | GBP | Underlying commodity input to be normalised into GBP before use. | YES | NO | LICENCE PENDING | ACTIVE | SECRET | 2.0.0 | Primarily supports galvanised steel / containment exposure. | All drivers active | YES
DRV-006 | IMME-NI | Nickel / Stainless Influence | Commodity / Material | Measures nickel-sensitive and stainless-steel input movement. | Nickel market reference + stainless proxy evidence | DAILY / MONTHLY | 100 | GBP | Inputs normalised to a controlled GBP index where required. | YES | NO | LICENCE PENDING | ACTIVE | SECRET | 2.0.0 | Used where stainless content is commercially material. | Source configuration | ACTION 8
DRV-007 | IMME-POLY | Polymers / Plastics | Commodity / Material | Measures polymer, plastic, PVC and related manufactured-material movement. | Polymer / plastics producer-price and market evidence | MONTHLY | 100 | GBP | Controlled GBP index; energy/feedstock effects may be embedded in source selection. | YES | NO | CONFIGURED | ACTIVE | SECRET | 2.0.0 | Supports plastic pipework, insulation/plastic components and related products. | Weight assignment | NOT YET
DRV-008 | IMME-LAB | MEP / Construction Labour | Labour | Measures labour-cost movement relevant to installation-intensive MEP rates. | Construction earnings / labour evidence + controlled IMME evidence | MONTHLY | 100 | GBP | Native GBP labour index. | YES | NO | CONFIGURED | ACTIVE | SECRET | 2.0.0 | Later calibration may distinguish specialist labour families if evidence warrants it.
DRV-009 | IMME-EQUIP | Manufactured MEP Equipment | Equipment / Manufacturing | Measures manufacturing and supplier-equipment movement not sufficiently explained by a single raw material. | Equipment / manufacturing producer-price and commercial evidence | MONTHLY | 100 | GBP | Controlled GBP index; separate FX exposure remains available where appropriate. | YES | NO | CONFIGURED - SERIES MAPPING | ACTIVE | SECRET | 2.0.0 | Relevant to packaged plant, controls, switchgear and other manufactured assemblies.
DRV-010 | IMME-ENERGY | Industrial Energy | Energy | Measures energy-cost pressure on manufacturing and energy-intensive materials. | Industrial energy price evidence | QUARTERLY | 100 | GBP | Native / normalised UK energy index. | YES | NO | CONFIGURED | ACTIVE | SECRET | 2.0.0 | Secondary driver; avoid duplicating energy already embedded in another selected source without calibration.
DRV-011 | IMME-LOG | Logistics / Supply Pressure | Logistics | Measures freight, logistics and supply-chain pressure affecting delivered MEP cost. | Freight / logistics / supply-chain evidence + IMME commercial signal | WEEKLY / MONTHLY | 100 | GBP | Controlled GBP index. | YES | NO | CONFIGURED | ACTIVE | SECRET | 2.0.0 | Retains the logistics concept already present in the original IMME model.
DRV-012 | IMME-FX-USD | GBP / USD Import Exposure | Foreign Exchange | Measures sterling movement against USD for genuinely USD-sensitive imported equipment/components. | Official FX spot/reference series | DAILY | 100 | GBP | Constructed so index direction represents UK purchaser cost pressure from USD exposure. | YES | NO | CONFIGURED | ACTIVE | SECRET | 2.0.0 | Do not double-count FX where a commodity driver has already been converted into GBP.
DRV-013 | IMME-FX-EUR | GBP / EUR Import Exposure | Foreign Exchange | Measures sterling movement against EUR for genuinely Euro-sensitive imported equipment/components. | Official FX spot/reference series | DAILY | 100 | GBP | Constructed so index direction represents UK purchaser cost pressure from EUR exposure. | YES | NO | CONFIGURED | ACTIVE | SECRET | 2.0.0 | Used only where supply-chain geography makes EUR exposure commercially relevant.
DRV-014 | IMME-FX-CNY | GBP / CNY Import Exposure | Foreign Exchange | Measures sterling movement against CNY for genuinely China-sensitive manufactured components/equipment. | Official FX spot/reference series | DAILY | 100 | GBP | Constructed so index direction represents UK purchaser cost pressure from CNY exposure. | YES | NO | CONFIGURED | ACTIVE | SECRET | 2.0.0 | Used only where supply-chain geography makes CNY exposure commercially relevant.
DRV-015 | IMME-MKT | IMME Construction Market Signal | Market / Sentiment | Measures wider construction-market conditions and sentiment using the retained IMME market basket and related controlled signals. | Construction / merchant / contractor / manufacturer market basket | DAILY | 100 | GBP | Dimensionless controlled index. | YES | YES | PROVIDER PENDING | ACTIVE | SECRET | 2.0.0 | Existing listed-company trackers move here as a lower-weight market overlay rather than direct commodity pricing.

## 00_CONTROL
IMMERCIAL LIMITED - IMME RATE INTELLIGENCE ENGINE
CONTROL FIELD | VALUE | STATUS | CONFIDENTIALITY | OWNER | NOTES
ENGINE_VERSION | 2.7.2-PRODUCTION | CLEAN STRUCTURAL BASELINE | CONTROLLED | Immercial Limited | Nine hierarchy-heading rate identities retired without ID reuse or row deletion.
BASE_DATE | 2026-09-01 | CONTROLLED BASELINE | CONTROLLED | Immercial Limited | Current active QSOR rates retain the same baseline date.
BASE_CURRENCY | GBP | ACTIVE | CONTROLLED | Immercial Limited
ACTIVE_QSOR_ITEM_COUNT | 3708 | VALIDATED | CONTROLLED | Immercial Limited | Only genuine priced QSOR items.
ALLOCATED_QSOR_ID_COUNT | 3717 | VALIDATED | CONTROLLED | Immercial Limited | Includes nine permanently retired historical identities.
RETIRED_QSOR_ID_COUNT | 9 | VALIDATED | CONTROLLED | Immercial Limited | IDs are never reused.
HIGHEST_ALLOCATED_QSOR_ID | QSOR-0003717 | VALIDATED | CONTROLLED | Immercial Limited | Future IDs continue above this number.
HIERARCHY_COUNT | 769 | VALIDATED | CONTROLLED | Immercial Limited | 2 disciplines + 117 categories + 650 subcategories.
BENCHMARK_CATEGORY_COUNT | 37 | VALIDATED | CONTROLLED | Immercial Limited
DRIVER_COUNT | 15 | VALIDATED | SECRET | Immercial Limited
EXPOSURE_PROFILE_COUNT | 650 | VALIDATED | SECRET | Immercial Limited | Exactly one profile per permanent subcategory; no category exceptions.
EXPOSURE_PROFILE_VERSION | 1.0.1-INITIAL | INITIAL RULESET | SECRET | Immercial Limited | Requires historical/shadow calibration before production.
SOURCE_REGISTER_VERSION | 1.0.0 | CONFIGURED / PENDING LICENCES | CONTROLLED | Immercial Limited
MODEL_STATUS | SHADOW / BASELINE ONLY | NOT LIVE | CONTROLLED | Immercial Limited | External feeds not yet connected.
BENCHMARK_INFLATION | OUT OF SCOPE | OWNER CONTROLLED | SECRET | Immercial Limited | Existing separate process unchanged.
ALGORAND_PROOF | MANIFEST READY | SEPARATE WORKSTREAM | CONTROLLED | Immercial Limited | Hashes/manifests only.

## SOURCE_REGISTER
SOURCE_ID | DRIVER_ID | SOURCE_ROLE | PROVIDER | DATASET / REFERENCE | SERIES / CONTRACT | FREQUENCY | UNIT | CURRENCY | SOURCE_URL | FETCH_METHOD | LICENCE_STATUS | CREDENTIAL_REQUIRED | COMMERCIAL_USE_STATUS | DERIVED_INDEX_STATUS | MAX_STALENESS_DAYS | FALLBACK_SOURCE_ID | AUTOMATION_STATUS | CURRENT_BUILD_STATUS | LAST_REVIEWED | NOTES
SRC-001 | DRV-001 | PRIMARY | Immercial Limited | IMME V1 proprietary algorithm | Controlled baseline workbook | DAILY | Index | GBP |  | Internal controlled workbook / later server implementation | INTERNAL IP | NO | APPROVED INTERNAL | APPROVED INTERNAL | 2 |  | READY FOR INTERNAL MIGRATION | CONFIGURED | 2026-09-02 | Preserves original algorithm lineage.
SRC-002 | DRV-002 | PRIMARY | London Metal Exchange | LME Official Price | LME Copper | DAILY | USD/tonne | USD | https://www.lme.com/Market-data/LME-reference-prices/LME-Official-Price | Licensed LME feed / distributor / approved XML route | LICENCE REQUIRED | YES | PENDING LICENCE REVIEW | PENDING DERIVED-DATA REVIEW | 2 | SRC-003 | PENDING LICENCE/CREDENTIAL | PENDING OWNER ACTION | 2026-09-02 | Convert to GBP before IMME-CU index.
SRC-003 | DRV-002 | FALLBACK | World Bank | Commodity Markets / Pink Sheet | Copper monthly | MONTHLY | USD/tonne | USD | https://www.worldbank.org/en/research/commodity-markets | Official downloadable dataset | PUBLIC DATA - REVIEW TERMS | NO | FALLBACK INTERNAL | REVIEW BEFORE PUBLIC DERIVED SERIES | 45 |  | READY AFTER SERIES MAPPING | CONFIGURED AS FALLBACK | 2026-09-02 | Monthly fallback/backtest source.
SRC-004 | DRV-003 | PRIMARY | Office for National Statistics | Producer Price Inflation | Basic iron/steel and relevant metals series | MONTHLY | Index | GBP | https://www.ons.gov.uk/economy/inflationandpriceindices/bulletins/producerpriceinflation/latest | ONS downloadable dataset/API where available | PUBLIC OFFICIAL | NO | SUBJECT TO ONS TERMS | SUBJECT TO ONS TERMS | 45 |  | READY FOR SERIES MAPPING | CONFIGURED | 2026-09-02 | Primary ferrous macro source.
SRC-005 | DRV-004 | PRIMARY | London Metal Exchange | LME Official Price | LME Aluminium | DAILY | USD/tonne | USD | https://www.lme.com/Market-data/LME-reference-prices/LME-Official-Price | Licensed LME feed / distributor / approved XML route | LICENCE REQUIRED | YES | PENDING LICENCE REVIEW | PENDING DERIVED-DATA REVIEW | 2 | SRC-006 | PENDING LICENCE/CREDENTIAL | PENDING OWNER ACTION | 2026-09-02 | Convert to GBP.
SRC-006 | DRV-004 | FALLBACK | World Bank | Commodity Markets / Pink Sheet | Aluminium monthly | MONTHLY | USD/tonne | USD | https://www.worldbank.org/en/research/commodity-markets | Official downloadable dataset | PUBLIC DATA - REVIEW TERMS | NO | FALLBACK INTERNAL | REVIEW BEFORE PUBLIC DERIVED SERIES | 45 |  | READY AFTER SERIES MAPPING | CONFIGURED AS FALLBACK | 2026-09-02 | Monthly fallback.
SRC-007 | DRV-005 | PRIMARY | London Metal Exchange | LME Official Price | LME Zinc | DAILY | USD/tonne | USD | https://www.lme.com/Market-data/LME-reference-prices/LME-Official-Price | Licensed LME feed / distributor / approved XML route | LICENCE REQUIRED | YES | PENDING LICENCE REVIEW | PENDING DERIVED-DATA REVIEW | 2 | SRC-008 | PENDING LICENCE/CREDENTIAL | PENDING OWNER ACTION | 2026-09-02 | Convert to GBP.
SRC-008 | DRV-005 | FALLBACK | World Bank | Commodity Markets / Pink Sheet | Zinc monthly | MONTHLY | USD/tonne | USD | https://www.worldbank.org/en/research/commodity-markets | Official downloadable dataset | PUBLIC DATA - REVIEW TERMS | NO | FALLBACK INTERNAL | REVIEW BEFORE PUBLIC DERIVED SERIES | 45 |  | READY AFTER SERIES MAPPING | CONFIGURED AS FALLBACK | 2026-09-02 | Monthly fallback.
SRC-009 | DRV-006 | PRIMARY | London Metal Exchange | LME Official Price | LME Nickel | DAILY | USD/tonne | USD | https://www.lme.com/Market-data/LME-reference-prices/LME-Official-Price | Licensed LME feed / distributor / approved XML route | LICENCE REQUIRED | YES | PENDING LICENCE REVIEW | PENDING DERIVED-DATA REVIEW | 2 | SRC-010 | PENDING LICENCE/CREDENTIAL | PENDING OWNER ACTION | 2026-09-02 | Nickel used as stainless influence.
SRC-010 | DRV-006 | FALLBACK | World Bank | Commodity Markets / Pink Sheet | Nickel monthly | MONTHLY | USD/tonne | USD | https://www.worldbank.org/en/research/commodity-markets | Official downloadable dataset | PUBLIC DATA - REVIEW TERMS | NO | FALLBACK INTERNAL | REVIEW BEFORE PUBLIC DERIVED SERIES | 45 |  | READY AFTER SERIES MAPPING | CONFIGURED AS FALLBACK | 2026-09-02 | Monthly fallback.
SRC-011 | DRV-007 | PRIMARY | Office for National Statistics | Producer Price Inflation | Chemicals / rubber / plastic products series | MONTHLY | Index | GBP | https://www.ons.gov.uk/economy/inflationandpriceindices/bulletins/producerpriceinflation/latest | ONS downloadable dataset/API | PUBLIC OFFICIAL | NO | SUBJECT TO ONS TERMS | SUBJECT TO ONS TERMS | 45 |  | READY FOR SERIES MAPPING | CONFIGURED | 2026-09-02 | Initial polymer input.
SRC-012 | DRV-008 | PRIMARY | Office for National Statistics | EARN03 Average Weekly Earnings by Industry | Construction industry earnings | MONTHLY | GBP / index-derived | GBP | https://www.ons.gov.uk/employmentandlabourmarket/peopleinwork/earningsandworkinghours/datasets/averageweeklyearningsbyindustryearn03 | ONS downloadable dataset | PUBLIC OFFICIAL | NO | SUBJECT TO ONS TERMS | SUBJECT TO ONS TERMS | 45 |  | READY FOR SERIES MAPPING | CONFIGURED | 2026-09-02 | Primary labour macro series.
SRC-013 | DRV-009 | PRIMARY | Office for National Statistics | Producer Price Inflation | Machinery / electrical equipment relevant series | MONTHLY | Index | GBP | https://www.ons.gov.uk/economy/inflationandpriceindices/bulletins/producerpriceinflation/latest | ONS downloadable dataset/API | PUBLIC OFFICIAL | NO | SUBJECT TO ONS TERMS | SUBJECT TO ONS TERMS | 45 |  | READY FOR SERIES MAPPING | CONFIGURED - SERIES MAPPING | 2026-09-02 | Final equipment composite series selection remains.
SRC-014 | DRV-010 | PRIMARY | Department for Energy Security and Net Zero | Industrial energy price indices | Industrial fuels price indices | QUARTERLY | Index | GBP | https://www.gov.uk/government/statistical-data-sets/industrial-energy-price-indices | Official downloadable spreadsheet | PUBLIC OFFICIAL | NO | SUBJECT TO GOV.UK TERMS | SUBJECT TO GOV.UK TERMS | 120 |  | READY FOR SERIES MAPPING | CONFIGURED | 2026-09-02 | Do not fabricate daily observations.
SRC-015 | DRV-011 | PRIMARY | Federal Reserve Bank of New York | Global Supply Chain Pressure Index | GSCPI | MONTHLY | Standard deviations | N/A | https://www.newyorkfed.org/research/policy/gscpi | Official downloadable data | PUBLIC RESEARCH DATA | NO | INTERNAL ANALYTICAL USE | REVIEW BEFORE PUBLIC REDISTRIBUTION | 45 |  | READY FOR SERIES MAPPING | CONFIGURED | 2026-09-02 | Supply-chain pressure gauge.
SRC-016 | DRV-012 | PRIMARY | Bank of England | Daily spot exchange rates against Sterling | GBP/USD | DAILY | USD per GBP | GBP | https://www.bankofengland.co.uk/boeapps/database/Rates.asp | BoE database download/API route | DATABASE TERMS APPLY | NO | SUBJECT TO BOE TERMS | SUBJECT TO BOE TERMS | 5 |  | READY FOR SERIES MAPPING | CONFIGURED | 2026-09-02 | Index direction must represent UK purchaser cost pressure.
SRC-017 | DRV-013 | PRIMARY | Bank of England | Daily spot exchange rates against Sterling | GBP/EUR | DAILY | EUR per GBP | GBP | https://www.bankofengland.co.uk/boeapps/database/Rates.asp | BoE database download/API route | DATABASE TERMS APPLY | NO | SUBJECT TO BOE TERMS | SUBJECT TO BOE TERMS | 5 |  | READY FOR SERIES MAPPING | CONFIGURED | 2026-09-02 | Index direction must represent UK purchaser cost pressure.
SRC-018 | DRV-014 | PRIMARY | Bank of England | Daily spot exchange rates against Sterling | GBP/CNY | DAILY | CNY per GBP | GBP | https://www.bankofengland.co.uk/boeapps/database/Rates.asp | BoE database download/API route | DATABASE TERMS APPLY | NO | SUBJECT TO BOE TERMS | SUBJECT TO BOE TERMS | 5 |  | READY FOR SERIES MAPPING | CONFIGURED | 2026-09-02 | Index direction must represent UK purchaser cost pressure.
SRC-019 | DRV-015 | PRIMARY | Immercial Limited + licensed market-data provider | IMME Construction Market Basket | Existing construction/merchant/contractor/manufacturer equity basket | DAILY | Composite index | GBP | https://www.londonstockexchange.com/ | Licensed market-data provider to be selected | PROVIDER / LICENCE REQUIRED | YES | PENDING PROVIDER SELECTION | INTERNAL DERIVED INDEX PLANNED | 2 | SRC-020 | PENDING PROVIDER/CREDENTIAL | PENDING OWNER ACTION | 2026-09-02 | Retains existing company trackers as market overlay.
SRC-020 | DRV-015 | VALIDATION | Office for National Statistics | Construction Output Price Indices | UK construction OPI | QUARTERLY | Index | GBP | https://www.ons.gov.uk/businessindustryandtrade/constructionindustry/datasets/interimconstructionoutputpriceindices | ONS downloadable dataset | PUBLIC OFFICIAL | NO | SUBJECT TO ONS TERMS | SUBJECT TO ONS TERMS | 120 |  | READY FOR SERIES MAPPING | CONFIGURED | 2026-09-02 | Macro validation/control.

## DRIVER_OBSERVATIONS
OBSERVATION_ID | DRIVER_ID | OBSERVATION_DATE | PUBLICATION_DATE | RAW_VALUE | RAW_UNIT | RAW_CURRENCY | NORMALISED_INDEX | SOURCE_ID | APPROVAL_STATUS | LOADED_AT | NOTES
OBS-BASE-001 | DRV-001 | 2026-09-01 | 2026-09-01 | 100 | BASE INDEX | GBP | 100 | SRC-001 | APPROVED BASELINE | 2026-09-02 | Baseline only; append approved live observations later.
OBS-BASE-002 | DRV-002 | 2026-09-01 | 2026-09-01 | 100 | BASE INDEX | GBP | 100 |  | APPROVED BASELINE | 2026-09-02 | Baseline only; append approved live observations later.
OBS-BASE-003 | DRV-003 | 2026-09-01 | 2026-09-01 | 100 | BASE INDEX | GBP | 100 |  | APPROVED BASELINE | 2026-09-02 | Baseline only; append approved live observations later.
OBS-BASE-004 | DRV-004 | 2026-09-01 | 2026-09-01 | 100 | BASE INDEX | GBP | 100 |  | APPROVED BASELINE | 2026-09-02 | Baseline only; append approved live observations later.
OBS-BASE-005 | DRV-005 | 2026-09-01 | 2026-09-01 | 100 | BASE INDEX | GBP | 100 |  | APPROVED BASELINE | 2026-09-02 | Baseline only; append approved live observations later.
OBS-BASE-006 | DRV-006 | 2026-09-01 | 2026-09-01 | 100 | BASE INDEX | GBP | 100 |  | APPROVED BASELINE | 2026-09-02 | Baseline only; append approved live observations later.
OBS-BASE-007 | DRV-007 | 2026-09-01 | 2026-09-01 | 100 | BASE INDEX | GBP | 100 |  | APPROVED BASELINE | 2026-09-02 | Baseline only; append approved live observations later.
OBS-BASE-008 | DRV-008 | 2026-09-01 | 2026-09-01 | 100 | BASE INDEX | GBP | 100 |  | APPROVED BASELINE | 2026-09-02 | Baseline only; append approved live observations later.
OBS-BASE-009 | DRV-009 | 2026-09-01 | 2026-09-01 | 100 | BASE INDEX | GBP | 100 |  | APPROVED BASELINE | 2026-09-02 | Baseline only; append approved live observations later.
OBS-BASE-010 | DRV-010 | 2026-09-01 | 2026-09-01 | 100 | BASE INDEX | GBP | 100 |  | APPROVED BASELINE | 2026-09-02 | Baseline only; append approved live observations later.
OBS-BASE-011 | DRV-011 | 2026-09-01 | 2026-09-01 | 100 | BASE INDEX | GBP | 100 |  | APPROVED BASELINE | 2026-09-02 | Baseline only; append approved live observations later.
OBS-BASE-012 | DRV-012 | 2026-09-01 | 2026-09-01 | 100 | BASE INDEX | GBP | 100 |  | APPROVED BASELINE | 2026-09-02 | Baseline only; append approved live observations later.
OBS-BASE-013 | DRV-013 | 2026-09-01 | 2026-09-01 | 100 | BASE INDEX | GBP | 100 |  | APPROVED BASELINE | 2026-09-02 | Baseline only; append approved live observations later.
OBS-BASE-014 | DRV-014 | 2026-09-01 | 2026-09-01 | 100 | BASE INDEX | GBP | 100 |  | APPROVED BASELINE | 2026-09-02 | Baseline only; append approved live observations later.
OBS-BASE-015 | DRV-015 | 2026-09-01 | 2026-09-01 | 100 | BASE INDEX | GBP | 100 |  | APPROVED BASELINE | 2026-09-02 | Baseline only; append approved live observations later.

## DRIVER_INDEX
DRIVER_ID | DRIVER_CODE | BASE_INDEX | CURRENT_INDEX | AS_AT_DATE | SOURCE_STATUS | PRODUCTION_READY | STALENESS_STATUS | APPROVAL_STATUS | NOTES
DRV-001 | IMME-CORE | 100 | 100 | 2026-09-01 | CONFIGURED | YES | BASELINE | APPROVED BASELINE | Held at 100 until live approved observations are connected.
DRV-002 | IMME-CU | 100 | 100 | 2026-09-01 | LICENCE PENDING | NO | BASELINE | APPROVED BASELINE | Held at 100 until live approved observations are connected.
DRV-003 | IMME-FE | 100 | 100 | 2026-09-01 | CONFIGURED | YES | BASELINE | APPROVED BASELINE | Held at 100 until live approved observations are connected.
DRV-004 | IMME-AL | 100 | 100 | 2026-09-01 | LICENCE PENDING | NO | BASELINE | APPROVED BASELINE | Held at 100 until live approved observations are connected.
DRV-005 | IMME-ZN | 100 | 100 | 2026-09-01 | LICENCE PENDING | NO | BASELINE | APPROVED BASELINE | Held at 100 until live approved observations are connected.
DRV-006 | IMME-NI | 100 | 100 | 2026-09-01 | LICENCE PENDING | NO | BASELINE | APPROVED BASELINE | Held at 100 until live approved observations are connected.
DRV-007 | IMME-POLY | 100 | 100 | 2026-09-01 | CONFIGURED | YES | BASELINE | APPROVED BASELINE | Held at 100 until live approved observations are connected.
DRV-008 | IMME-LAB | 100 | 100 | 2026-09-01 | CONFIGURED | YES | BASELINE | APPROVED BASELINE | Held at 100 until live approved observations are connected.
DRV-009 | IMME-EQUIP | 100 | 100 | 2026-09-01 | CONFIGURED - SERIES MAPPING | NO | BASELINE | APPROVED BASELINE | Held at 100 until live approved observations are connected.
DRV-010 | IMME-ENERGY | 100 | 100 | 2026-09-01 | CONFIGURED | YES | BASELINE | APPROVED BASELINE | Held at 100 until live approved observations are connected.
DRV-011 | IMME-LOG | 100 | 100 | 2026-09-01 | CONFIGURED | YES | BASELINE | APPROVED BASELINE | Held at 100 until live approved observations are connected.
DRV-012 | IMME-FX-USD | 100 | 100 | 2026-09-01 | CONFIGURED | YES | BASELINE | APPROVED BASELINE | Held at 100 until live approved observations are connected.
DRV-013 | IMME-FX-EUR | 100 | 100 | 2026-09-01 | CONFIGURED | YES | BASELINE | APPROVED BASELINE | Held at 100 until live approved observations are connected.
DRV-014 | IMME-FX-CNY | 100 | 100 | 2026-09-01 | CONFIGURED | YES | BASELINE | APPROVED BASELINE | Held at 100 until live approved observations are connected.
DRV-015 | IMME-MKT | 100 | 100 | 2026-09-01 | PROVIDER PENDING | NO | BASELINE | APPROVED BASELINE | Held at 100 until live approved observations are connected.

## EXPOSURE_PROFILE_MASTER
PROFILE_ID | HIERARCHY_ID | LEVEL | BENCHMARK_CATEGORY_ID | PROFILE_NAME | W_IMME-CORE | W_IMME-CU | W_IMME-FE | W_IMME-AL | W_IMME-ZN | W_IMME-NI | W_IMME-POLY | W_IMME-LAB | W_IMME-EQUIP | W_IMME-ENERGY | W_IMME-LOG | W_IMME-FX-USD | W_IMME-FX-EUR | W_IMME-FX-CNY | W_IMME-MKT | WEIGHT_TOTAL | PRIMARY_DRIVER | SECONDARY_DRIVER | CLASSIFICATION_METHOD | CLASSIFICATION_CONFIDENCE | CALIBRATION_STATUS | REVIEW_PRIORITY | RATIONALE
EXP-0001 | SUB-0001 | SUBCATEGORY | BC-0001 | Heat-generation duty band (DHW boiler) | 10% | 6% | 12% | 4% | 0% | 0% | 0% | 12% | 36% | 4% | 5% | 3% | 4% | 0% | 4% | 100% | IMME-EQUIP | IMME-FE | INITIAL_RULESET:MECH_EQUIP | 74% | REQUIRES BACKTEST | MEDIUM | Mechanical plant/equipment family.
EXP-0002 | SUB-0002 | SUBCATEGORY | BC-0001 | Steam-production duty class (packaged steam generator) | 10% | 6% | 12% | 4% | 0% | 0% | 0% | 12% | 36% | 4% | 5% | 3% | 4% | 0% | 4% | 100% | IMME-EQUIP | IMME-FE | INITIAL_RULESET:MECH_EQUIP | 74% | REQUIRES BACKTEST | MEDIUM | Mechanical plant/equipment family.
EXP-0003 | SUB-0003 | SUBCATEGORY | BC-0001 | Commercial LTHW condensing boiler duty band | 10% | 6% | 12% | 4% | 0% | 0% | 0% | 12% | 36% | 4% | 5% | 3% | 4% | 0% | 4% | 100% | IMME-EQUIP | IMME-FE | INITIAL_RULESET:MECH_EQUIP | 74% | REQUIRES BACKTEST | MEDIUM | Mechanical plant/equipment family.
EXP-0004 | SUB-0004 | SUBCATEGORY | BC-0001 | Commercial boiler flue/chimney diameter band | 10% | 6% | 12% | 4% | 0% | 0% | 0% | 12% | 36% | 4% | 5% | 3% | 4% | 0% | 4% | 100% | IMME-EQUIP | IMME-FE | INITIAL_RULESET:MECH_EQUIP | 74% | REQUIRES BACKTEST | MEDIUM | Mechanical plant/equipment family.
EXP-0005 | SUB-0005 | SUBCATEGORY | BC-0001 | Boiler cascade control module band | 10% | 6% | 12% | 4% | 0% | 0% | 0% | 12% | 36% | 4% | 5% | 3% | 4% | 0% | 4% | 100% | IMME-EQUIP | IMME-FE | INITIAL_RULESET:MECH_EQUIP | 74% | REQUIRES BACKTEST | MEDIUM | Mechanical plant/equipment family.
EXP-0006 | SUB-0006 | SUBCATEGORY | BC-0001 | Boiler condensate + safety accessory band | 10% | 6% | 12% | 4% | 0% | 0% | 0% | 12% | 36% | 4% | 5% | 3% | 4% | 0% | 4% | 100% | IMME-EQUIP | IMME-FE | INITIAL_RULESET:MECH_EQUIP | 74% | REQUIRES BACKTEST | MEDIUM | Mechanical plant/equipment family.
EXP-0007 | SUB-0007 | SUBCATEGORY | BC-0002 | Closed-loop pressure module (pressurisation unit) | 10% | 6% | 12% | 4% | 0% | 0% | 0% | 12% | 36% | 4% | 5% | 3% | 4% | 0% | 4% | 100% | IMME-EQUIP | IMME-FE | INITIAL_RULESET:MECH_EQUIP | 74% | REQUIRES BACKTEST | MEDIUM | Mechanical plant/equipment family.
EXP-0008 | SUB-0008 | SUBCATEGORY | BC-0002 | Single-head circulation pump duty band | 10% | 6% | 12% | 4% | 0% | 0% | 0% | 12% | 36% | 4% | 5% | 3% | 4% | 0% | 4% | 100% | IMME-EQUIP | IMME-FE | INITIAL_RULESET:MECH_EQUIP | 74% | REQUIRES BACKTEST | MEDIUM | Mechanical plant/equipment family.
EXP-0009 | SUB-0009 | SUBCATEGORY | BC-0002 | Twin-head circulation pump duty band | 10% | 6% | 12% | 4% | 0% | 0% | 0% | 12% | 36% | 4% | 5% | 3% | 4% | 0% | 4% | 100% | IMME-EQUIP | IMME-FE | INITIAL_RULESET:MECH_EQUIP | 74% | REQUIRES BACKTEST | MEDIUM | Mechanical plant/equipment family.
EXP-0010 | SUB-0010 | SUBCATEGORY | BC-0002 | Single-stage in-line pump motor/duty band | 10% | 6% | 12% | 4% | 0% | 0% | 0% | 12% | 36% | 4% | 5% | 3% | 4% | 0% | 4% | 100% | IMME-EQUIP | IMME-FE | INITIAL_RULESET:MECH_EQUIP | 74% | REQUIRES BACKTEST | MEDIUM | Mechanical plant/equipment family.
EXP-0011 | SUB-0011 | SUBCATEGORY | BC-0002 | End-suction pump motor/duty band | 10% | 6% | 12% | 4% | 0% | 0% | 0% | 12% | 36% | 4% | 5% | 3% | 4% | 0% | 4% | 100% | IMME-EQUIP | IMME-FE | INITIAL_RULESET:MECH_EQUIP | 74% | REQUIRES BACKTEST | MEDIUM | Mechanical plant/equipment family.
EXP-0012 | SUB-0012 | SUBCATEGORY | BC-0002 | Twin-pump potable-water booster set duty band | 10% | 6% | 12% | 4% | 0% | 0% | 0% | 12% | 36% | 4% | 5% | 3% | 4% | 0% | 4% | 100% | IMME-EQUIP | IMME-FE | INITIAL_RULESET:MECH_EQUIP | 74% | REQUIRES BACKTEST | MEDIUM | Mechanical plant/equipment family.
EXP-0013 | SUB-0013 | SUBCATEGORY | BC-0002 | Submersible drainage/sump pump motor band | 10% | 6% | 12% | 4% | 0% | 0% | 0% | 12% | 36% | 4% | 5% | 3% | 4% | 0% | 4% | 100% | IMME-EQUIP | IMME-FE | INITIAL_RULESET:MECH_EQUIP | 74% | REQUIRES BACKTEST | MEDIUM | Mechanical plant/equipment family.
EXP-0014 | SUB-0014 | SUBCATEGORY | BC-0002 | Submersible sewage/wastewater pump motor band | 10% | 6% | 12% | 4% | 0% | 0% | 0% | 12% | 36% | 4% | 5% | 3% | 4% | 0% | 4% | 100% | IMME-EQUIP | IMME-FE | INITIAL_RULESET:MECH_EQUIP | 74% | REQUIRES BACKTEST | MEDIUM | Mechanical plant/equipment family.
EXP-0015 | SUB-0015 | SUBCATEGORY | BC-0002 | Packaged chilled-water pump-room duty band | 10% | 6% | 12% | 4% | 0% | 0% | 0% | 12% | 36% | 4% | 5% | 3% | 4% | 0% | 4% | 100% | IMME-EQUIP | IMME-FE | INITIAL_RULESET:MECH_EQUIP | 74% | REQUIRES BACKTEST | MEDIUM | Mechanical plant/equipment family.
EXP-0016 | SUB-0016 | SUBCATEGORY | BC-0002 | Packaged condenser-water pump-room duty band | 10% | 6% | 12% | 4% | 0% | 0% | 0% | 12% | 36% | 4% | 5% | 3% | 4% | 0% | 4% | 100% | IMME-EQUIP | IMME-FE | INITIAL_RULESET:MECH_EQUIP | 74% | REQUIRES BACKTEST | MEDIUM | Mechanical plant/equipment family.
EXP-0017 | SUB-0017 | SUBCATEGORY | BC-0002 | Pump-room skid/header class | 10% | 6% | 12% | 4% | 0% | 0% | 0% | 12% | 36% | 4% | 5% | 3% | 4% | 0% | 4% | 100% | IMME-EQUIP | IMME-FE | INITIAL_RULESET:MECH_EQUIP | 74% | REQUIRES BACKTEST | MEDIUM | Mechanical plant/equipment family.
EXP-0018 | SUB-0018 | SUBCATEGORY | BC-0002 | Packaged pump-room controls/interface | 10% | 6% | 12% | 4% | 0% | 0% | 0% | 12% | 36% | 4% | 5% | 3% | 4% | 0% | 4% | 100% | IMME-EQUIP | IMME-FE | INITIAL_RULESET:MECH_EQUIP | 74% | REQUIRES BACKTEST | MEDIUM | Mechanical plant/equipment family.
EXP-0019 | SUB-0019 | SUBCATEGORY | BC-0003 | Air-cooled chiller duty band | 10% | 6% | 12% | 4% | 0% | 0% | 0% | 12% | 36% | 4% | 5% | 3% | 4% | 0% | 4% | 100% | IMME-EQUIP | IMME-FE | INITIAL_RULESET:MECH_EQUIP | 74% | REQUIRES BACKTEST | MEDIUM | Mechanical plant/equipment family.
EXP-0020 | SUB-0020 | SUBCATEGORY | BC-0003 | Water-cooled chiller duty band | 10% | 6% | 12% | 4% | 0% | 0% | 0% | 12% | 36% | 4% | 5% | 3% | 4% | 0% | 4% | 100% | IMME-EQUIP | IMME-FE | INITIAL_RULESET:MECH_EQUIP | 74% | REQUIRES BACKTEST | MEDIUM | Mechanical plant/equipment family.
EXP-0021 | SUB-0021 | SUBCATEGORY | BC-0003 | Cooling tower duty band | 10% | 6% | 12% | 4% | 0% | 0% | 0% | 12% | 36% | 4% | 5% | 3% | 4% | 0% | 4% | 100% | IMME-EQUIP | IMME-FE | INITIAL_RULESET:MECH_EQUIP | 74% | REQUIRES BACKTEST | MEDIUM | Mechanical plant/equipment family.
EXP-0022 | SUB-0022 | SUBCATEGORY | BC-0003 | Dry air cooler duty band | 10% | 6% | 12% | 4% | 0% | 0% | 0% | 12% | 36% | 4% | 5% | 3% | 4% | 0% | 4% | 100% | IMME-EQUIP | IMME-FE | INITIAL_RULESET:MECH_EQUIP | 74% | REQUIRES BACKTEST | MEDIUM | Mechanical plant/equipment family.
EXP-0023 | SUB-0023 | SUBCATEGORY | BC-0003 | Chiller ancillary equipment | 10% | 6% | 12% | 4% | 0% | 0% | 0% | 12% | 36% | 4% | 5% | 3% | 4% | 0% | 4% | 100% | IMME-EQUIP | IMME-FE | INITIAL_RULESET:MECH_EQUIP | 74% | REQUIRES BACKTEST | MEDIUM | Mechanical plant/equipment family.
EXP-0024 | SUB-0024 | SUBCATEGORY | BC-0004 | Standard AHU airflow duty band | 10% | 6% | 12% | 4% | 0% | 0% | 0% | 12% | 36% | 4% | 5% | 3% | 4% | 0% | 4% | 100% | IMME-EQUIP | IMME-FE | INITIAL_RULESET:MECH_EQUIP | 74% | REQUIRES BACKTEST | MEDIUM | Mechanical plant/equipment family.
EXP-0025 | SUB-0025 | SUBCATEGORY | BC-0004 | Heat-recovery AHU airflow duty band | 10% | 6% | 12% | 4% | 0% | 0% | 0% | 12% | 36% | 4% | 5% | 3% | 4% | 0% | 4% | 100% | IMME-EQUIP | IMME-FE | INITIAL_RULESET:MECH_EQUIP | 74% | REQUIRES BACKTEST | MEDIUM | Mechanical plant/equipment family.
EXP-0026 | SUB-0026 | SUBCATEGORY | BC-0004 | Fresh-air AHU duty band | 10% | 6% | 12% | 4% | 0% | 0% | 0% | 12% | 36% | 4% | 5% | 3% | 4% | 0% | 4% | 100% | IMME-EQUIP | IMME-FE | INITIAL_RULESET:MECH_EQUIP | 74% | REQUIRES BACKTEST | MEDIUM | Mechanical plant/equipment family.
EXP-0027 | SUB-0027 | SUBCATEGORY | BC-0004 | AHU coil configuration class | 10% | 6% | 12% | 4% | 0% | 0% | 0% | 12% | 36% | 4% | 5% | 3% | 4% | 0% | 4% | 100% | IMME-EQUIP | IMME-FE | INITIAL_RULESET:MECH_EQUIP | 74% | REQUIRES BACKTEST | MEDIUM | Mechanical plant/equipment family.
EXP-0028 | SUB-0028 | SUBCATEGORY | BC-0004 | AHU filtration class | 10% | 6% | 12% | 4% | 0% | 0% | 0% | 12% | 36% | 4% | 5% | 3% | 4% | 0% | 4% | 100% | IMME-EQUIP | IMME-FE | INITIAL_RULESET:MECH_EQUIP | 74% | REQUIRES BACKTEST | MEDIUM | Mechanical plant/equipment family.
EXP-0029 | SUB-0029 | SUBCATEGORY | BC-0004 | AHU ancillary/control equipment | 10% | 6% | 12% | 4% | 0% | 0% | 0% | 12% | 36% | 4% | 5% | 3% | 4% | 0% | 4% | 100% | IMME-EQUIP | IMME-FE | INITIAL_RULESET:MECH_EQUIP | 74% | REQUIRES BACKTEST | MEDIUM | Mechanical plant/equipment family.
EXP-0030 | SUB-0030 | SUBCATEGORY | BC-0004 | Fan-wall airflow/cooling duty band | 10% | 6% | 12% | 4% | 0% | 0% | 0% | 12% | 36% | 4% | 5% | 3% | 4% | 0% | 4% | 100% | IMME-EQUIP | IMME-FE | INITIAL_RULESET:MECH_EQUIP | 74% | REQUIRES BACKTEST | MEDIUM | Mechanical plant/equipment family.
EXP-0031 | SUB-0031 | SUBCATEGORY | BC-0004 | Fan-array module class | 10% | 6% | 12% | 4% | 0% | 0% | 0% | 12% | 36% | 4% | 5% | 3% | 4% | 0% | 4% | 100% | IMME-EQUIP | IMME-FE | INITIAL_RULESET:MECH_EQUIP | 74% | REQUIRES BACKTEST | MEDIUM | Mechanical plant/equipment family.
EXP-0032 | SUB-0032 | SUBCATEGORY | BC-0004 | Fan-wall control/interface equipment | 10% | 6% | 12% | 4% | 0% | 0% | 0% | 12% | 36% | 4% | 5% | 3% | 4% | 0% | 4% | 100% | IMME-EQUIP | IMME-FE | INITIAL_RULESET:MECH_EQUIP | 74% | REQUIRES BACKTEST | MEDIUM | Mechanical plant/equipment family.
EXP-0033 | SUB-0033 | SUBCATEGORY | BC-0005 | Air-source heat-pump heating duty band | 10% | 6% | 12% | 4% | 0% | 0% | 0% | 12% | 36% | 4% | 5% | 3% | 4% | 0% | 4% | 100% | IMME-EQUIP | IMME-FE | INITIAL_RULESET:MECH_EQUIP | 74% | REQUIRES BACKTEST | MEDIUM | Mechanical plant/equipment family.
EXP-0034 | SUB-0034 | SUBCATEGORY | BC-0005 | Air-source reversible heat-pump duty band | 10% | 6% | 12% | 4% | 0% | 0% | 0% | 12% | 36% | 4% | 5% | 3% | 4% | 0% | 4% | 100% | IMME-EQUIP | IMME-FE | INITIAL_RULESET:MECH_EQUIP | 74% | REQUIRES BACKTEST | MEDIUM | Mechanical plant/equipment family.
EXP-0035 | SUB-0035 | SUBCATEGORY | BC-0005 | Ground-source heat-pump duty band | 10% | 6% | 12% | 4% | 0% | 0% | 0% | 12% | 36% | 4% | 5% | 3% | 4% | 0% | 4% | 100% | IMME-EQUIP | IMME-FE | INITIAL_RULESET:MECH_EQUIP | 74% | REQUIRES BACKTEST | MEDIUM | Mechanical plant/equipment family.
EXP-0036 | SUB-0036 | SUBCATEGORY | BC-0005 | Heat-pump buffer/hydraulic interface | 10% | 6% | 12% | 4% | 0% | 0% | 0% | 12% | 36% | 4% | 5% | 3% | 4% | 0% | 4% | 100% | IMME-EQUIP | IMME-FE | INITIAL_RULESET:MECH_EQUIP | 74% | REQUIRES BACKTEST | MEDIUM | Mechanical plant/equipment family.
EXP-0037 | SUB-0037 | SUBCATEGORY | BC-0005 | Heat-pump ancillary/control equipment | 10% | 6% | 12% | 4% | 0% | 0% | 0% | 12% | 36% | 4% | 5% | 3% | 4% | 0% | 4% | 100% | IMME-EQUIP | IMME-FE | INITIAL_RULESET:MECH_EQUIP | 74% | REQUIRES BACKTEST | MEDIUM | Mechanical plant/equipment family.
EXP-0038 | SUB-0038 | SUBCATEGORY | BC-0006 | Combined heat/power module band (CHP) | 10% | 6% | 12% | 4% | 0% | 0% | 0% | 12% | 36% | 4% | 5% | 3% | 4% | 0% | 4% | 100% | IMME-EQUIP | IMME-FE | INITIAL_RULESET:MECH_EQUIP | 74% | REQUIRES BACKTEST | MEDIUM | Mechanical plant/equipment family.
EXP-0039 | SUB-0039 | SUBCATEGORY | BC-0006 | CHP exhaust/flue diameter band | 10% | 6% | 12% | 4% | 0% | 0% | 0% | 12% | 36% | 4% | 5% | 3% | 4% | 0% | 4% | 100% | IMME-EQUIP | IMME-FE | INITIAL_RULESET:MECH_EQUIP | 74% | REQUIRES BACKTEST | MEDIUM | Mechanical plant/equipment family.
EXP-0040 | SUB-0040 | SUBCATEGORY | BC-0006 | CHP gas train duty band | 10% | 6% | 12% | 4% | 0% | 0% | 0% | 12% | 36% | 4% | 5% | 3% | 4% | 0% | 4% | 100% | IMME-EQUIP | IMME-FE | INITIAL_RULESET:MECH_EQUIP | 74% | REQUIRES BACKTEST | MEDIUM | Mechanical plant/equipment family.
EXP-0041 | SUB-0041 | SUBCATEGORY | BC-0006 | CHP acoustic enclosure duty band | 10% | 6% | 12% | 4% | 0% | 0% | 0% | 12% | 36% | 4% | 5% | 3% | 4% | 0% | 4% | 100% | IMME-EQUIP | IMME-FE | INITIAL_RULESET:MECH_EQUIP | 74% | REQUIRES BACKTEST | MEDIUM | Mechanical plant/equipment family.
EXP-0042 | SUB-0042 | SUBCATEGORY | BC-0006 | CHP supervisory control + commissioning band | 10% | 6% | 12% | 4% | 0% | 0% | 0% | 12% | 36% | 4% | 5% | 3% | 4% | 0% | 4% | 100% | IMME-EQUIP | IMME-FE | INITIAL_RULESET:MECH_EQUIP | 74% | REQUIRES BACKTEST | MEDIUM | Mechanical plant/equipment family.
EXP-0043 | SUB-0043 | SUBCATEGORY | BC-0006 | District-heating interface station duty band | 10% | 6% | 12% | 4% | 0% | 0% | 0% | 12% | 36% | 4% | 5% | 3% | 4% | 0% | 4% | 100% | IMME-EQUIP | IMME-FE | INITIAL_RULESET:MECH_EQUIP | 74% | REQUIRES BACKTEST | MEDIUM | Mechanical plant/equipment family.
EXP-0044 | SUB-0044 | SUBCATEGORY | BC-0007 | Fan-coil unit duty band | 10% | 6% | 12% | 4% | 0% | 0% | 0% | 12% | 36% | 4% | 5% | 3% | 4% | 0% | 4% | 100% | IMME-EQUIP | IMME-FE | INITIAL_RULESET:MECH_EQUIP | 74% | REQUIRES BACKTEST | MEDIUM | Mechanical plant/equipment family.
EXP-0045 | SUB-0045 | SUBCATEGORY | BC-0007 | VRF indoor-unit class | 10% | 6% | 12% | 4% | 0% | 0% | 0% | 12% | 36% | 4% | 5% | 3% | 4% | 0% | 4% | 100% | IMME-EQUIP | IMME-FE | INITIAL_RULESET:MECH_EQUIP | 74% | REQUIRES BACKTEST | MEDIUM | Mechanical plant/equipment family.
EXP-0046 | SUB-0046 | SUBCATEGORY | BC-0007 | VRF outdoor-unit duty band | 10% | 6% | 12% | 4% | 0% | 0% | 0% | 12% | 36% | 4% | 5% | 3% | 4% | 0% | 4% | 100% | IMME-EQUIP | IMME-FE | INITIAL_RULESET:MECH_EQUIP | 74% | REQUIRES BACKTEST | MEDIUM | Mechanical plant/equipment family.
EXP-0047 | SUB-0047 | SUBCATEGORY | BC-0007 | Split-system indoor-unit class | 10% | 6% | 12% | 4% | 0% | 0% | 0% | 12% | 36% | 4% | 5% | 3% | 4% | 0% | 4% | 100% | IMME-EQUIP | IMME-FE | INITIAL_RULESET:MECH_EQUIP | 74% | REQUIRES BACKTEST | MEDIUM | Mechanical plant/equipment family.
EXP-0048 | SUB-0048 | SUBCATEGORY | BC-0007 | Split-system condenser duty band | 10% | 6% | 12% | 4% | 0% | 0% | 0% | 12% | 36% | 4% | 5% | 3% | 4% | 0% | 4% | 100% | IMME-EQUIP | IMME-FE | INITIAL_RULESET:MECH_EQUIP | 74% | REQUIRES BACKTEST | MEDIUM | Mechanical plant/equipment family.
EXP-0049 | SUB-0049 | SUBCATEGORY | BC-0007 | Refrigerant branch/interface equipment | 10% | 6% | 12% | 4% | 0% | 0% | 0% | 12% | 36% | 4% | 5% | 3% | 4% | 0% | 4% | 100% | IMME-EQUIP | IMME-FE | INITIAL_RULESET:MECH_EQUIP | 74% | REQUIRES BACKTEST | MEDIUM | Mechanical plant/equipment family.
EXP-0050 | SUB-0050 | SUBCATEGORY | BC-0007 | CRAH sensible-cooling duty band | 10% | 6% | 12% | 4% | 0% | 0% | 0% | 12% | 36% | 4% | 5% | 3% | 4% | 0% | 4% | 100% | IMME-EQUIP | IMME-FE | INITIAL_RULESET:MECH_EQUIP | 74% | REQUIRES BACKTEST | MEDIUM | Mechanical plant/equipment family.
EXP-0051 | SUB-0051 | SUBCATEGORY | BC-0007 | CRAH airflow duty band | 10% | 6% | 12% | 4% | 0% | 0% | 0% | 12% | 36% | 4% | 5% | 3% | 4% | 0% | 4% | 100% | IMME-EQUIP | IMME-FE | INITIAL_RULESET:MECH_EQUIP | 74% | REQUIRES BACKTEST | MEDIUM | Mechanical plant/equipment family.
EXP-0052 | SUB-0052 | SUBCATEGORY | BC-0007 | CRAH fan/control equipment | 10% | 6% | 12% | 4% | 0% | 0% | 0% | 12% | 36% | 4% | 5% | 3% | 4% | 0% | 4% | 100% | IMME-EQUIP | IMME-FE | INITIAL_RULESET:MECH_EQUIP | 74% | REQUIRES BACKTEST | MEDIUM | Mechanical plant/equipment family.
EXP-0053 | SUB-0053 | SUBCATEGORY | BC-0007 | CRAC cooling-duty band | 10% | 6% | 12% | 4% | 0% | 0% | 0% | 12% | 36% | 4% | 5% | 3% | 4% | 0% | 4% | 100% | IMME-EQUIP | IMME-FE | INITIAL_RULESET:MECH_EQUIP | 74% | REQUIRES BACKTEST | MEDIUM | Mechanical plant/equipment family.
EXP-0054 | SUB-0054 | SUBCATEGORY | BC-0007 | DX CRAC configuration class | 10% | 6% | 12% | 4% | 0% | 0% | 0% | 12% | 36% | 4% | 5% | 3% | 4% | 0% | 4% | 100% | IMME-EQUIP | IMME-FE | INITIAL_RULESET:MECH_EQUIP | 74% | REQUIRES BACKTEST | MEDIUM | Mechanical plant/equipment family.
EXP-0055 | SUB-0055 | SUBCATEGORY | BC-0007 | CRAC condenser/interface equipment | 10% | 6% | 12% | 4% | 0% | 0% | 0% | 12% | 36% | 4% | 5% | 3% | 4% | 0% | 4% | 100% | IMME-EQUIP | IMME-FE | INITIAL_RULESET:MECH_EQUIP | 74% | REQUIRES BACKTEST | MEDIUM | Mechanical plant/equipment family.
EXP-0056 | SUB-0056 | SUBCATEGORY | BC-0007 | CRAC control equipment | 10% | 6% | 12% | 4% | 0% | 0% | 0% | 12% | 36% | 4% | 5% | 3% | 4% | 0% | 4% | 100% | IMME-EQUIP | IMME-FE | INITIAL_RULESET:MECH_EQUIP | 74% | REQUIRES BACKTEST | MEDIUM | Mechanical plant/equipment family.
EXP-0057 | SUB-0057 | SUBCATEGORY | BC-0008 | WC appliance class | 12% | 5% | 5% | 0% | 0% | 0% | 10% | 25% | 30% | 0% | 5% | 0% | 3% | 0% | 5% | 100% | IMME-EQUIP | IMME-LAB | INITIAL_RULESET:SANITARY | 76% | REQUIRES BACKTEST | MEDIUM | Sanitaryware family.
EXP-0058 | SUB-0058 | SUBCATEGORY | BC-0008 | Wash-hand basin appliance class | 12% | 5% | 5% | 0% | 0% | 0% | 10% | 25% | 30% | 0% | 5% | 0% | 3% | 0% | 5% | 100% | IMME-EQUIP | IMME-LAB | INITIAL_RULESET:SANITARY | 76% | REQUIRES BACKTEST | MEDIUM | Sanitaryware family.
EXP-0059 | SUB-0059 | SUBCATEGORY | BC-0008 | Urinal appliance class | 12% | 5% | 5% | 0% | 0% | 0% | 10% | 25% | 30% | 0% | 5% | 0% | 3% | 0% | 5% | 100% | IMME-EQUIP | IMME-LAB | INITIAL_RULESET:SANITARY | 76% | REQUIRES BACKTEST | MEDIUM | Sanitaryware family.
EXP-0060 | SUB-0060 | SUBCATEGORY | BC-0008 | Shower appliance class | 12% | 5% | 5% | 0% | 0% | 0% | 10% | 25% | 30% | 0% | 5% | 0% | 3% | 0% | 5% | 100% | IMME-EQUIP | IMME-LAB | INITIAL_RULESET:SANITARY | 76% | REQUIRES BACKTEST | MEDIUM | Sanitaryware family.
EXP-0061 | SUB-0061 | SUBCATEGORY | BC-0008 | Sink appliance class | 12% | 5% | 5% | 0% | 0% | 0% | 10% | 25% | 30% | 0% | 5% | 0% | 3% | 0% | 5% | 100% | IMME-EQUIP | IMME-LAB | INITIAL_RULESET:SANITARY | 76% | REQUIRES BACKTEST | MEDIUM | Sanitaryware family.
EXP-0062 | SUB-0062 | SUBCATEGORY | BC-0008 | Accessible sanitaryware package | 12% | 5% | 5% | 0% | 0% | 0% | 10% | 25% | 30% | 0% | 5% | 0% | 3% | 0% | 5% | 100% | IMME-EQUIP | IMME-LAB | INITIAL_RULESET:SANITARY | 76% | REQUIRES BACKTEST | MEDIUM | Sanitaryware family.
EXP-0063 | SUB-0063 | SUBCATEGORY | BC-0008 | Sanitary brassware/accessory class | 8% | 48% | 0% | 0% | 0% | 0% | 3% | 25% | 2% | 4% | 5% | 0% | 0% | 0% | 5% | 100% | IMME-CU | IMME-LAB | INITIAL_RULESET:COPPER_PIPE | 88% | REQUIRES BACKTEST | LOW | Explicit copper/brass/bronze wording.
EXP-0064 | SUB-0064 | SUBCATEGORY | BC-0009 | Wall-mounted panel/convector heater duty band | 10% | 6% | 12% | 4% | 0% | 0% | 0% | 12% | 36% | 4% | 5% | 3% | 4% | 0% | 4% | 100% | IMME-EQUIP | IMME-FE | INITIAL_RULESET:MECH_EQUIP | 74% | REQUIRES BACKTEST | MEDIUM | Mechanical plant/equipment family.
EXP-0065 | SUB-0065 | SUBCATEGORY | BC-0009 | Commercial electric fan-heater duty band | 10% | 6% | 12% | 4% | 0% | 0% | 0% | 12% | 36% | 4% | 5% | 3% | 4% | 0% | 4% | 100% | IMME-EQUIP | IMME-FE | INITIAL_RULESET:MECH_EQUIP | 74% | REQUIRES BACKTEST | MEDIUM | Mechanical plant/equipment family.
EXP-0066 | SUB-0066 | SUBCATEGORY | BC-0009 | Tubular/frost-protection heater class | 10% | 6% | 12% | 4% | 0% | 0% | 0% | 12% | 36% | 4% | 5% | 3% | 4% | 0% | 4% | 100% | IMME-EQUIP | IMME-FE | INITIAL_RULESET:MECH_EQUIP | 74% | REQUIRES BACKTEST | MEDIUM | Mechanical plant/equipment family.
EXP-0067 | SUB-0067 | SUBCATEGORY | BC-0010 | Rainwater storage tank volume band | 10% | 6% | 12% | 4% | 0% | 0% | 0% | 12% | 36% | 4% | 5% | 3% | 4% | 0% | 4% | 100% | IMME-EQUIP | IMME-FE | INITIAL_RULESET:MECH_EQUIP | 74% | REQUIRES BACKTEST | MEDIUM | Mechanical plant/equipment family.
EXP-0068 | SUB-0068 | SUBCATEGORY | BC-0010 | Rainwater harvesting pump-set duty band | 10% | 6% | 12% | 4% | 0% | 0% | 0% | 12% | 36% | 4% | 5% | 3% | 4% | 0% | 4% | 100% | IMME-EQUIP | IMME-FE | INITIAL_RULESET:MECH_EQUIP | 74% | REQUIRES BACKTEST | MEDIUM | Mechanical plant/equipment family.
EXP-0069 | SUB-0069 | SUBCATEGORY | BC-0010 | Rainwater filtration/treatment class | 10% | 6% | 12% | 4% | 0% | 0% | 0% | 12% | 36% | 4% | 5% | 3% | 4% | 0% | 4% | 100% | IMME-EQUIP | IMME-FE | INITIAL_RULESET:MECH_EQUIP | 74% | REQUIRES BACKTEST | MEDIUM | Mechanical plant/equipment family.
EXP-0070 | SUB-0070 | SUBCATEGORY | BC-0010 | Rainwater control-panel class | 10% | 6% | 12% | 4% | 0% | 0% | 0% | 12% | 36% | 4% | 5% | 3% | 4% | 0% | 4% | 100% | IMME-EQUIP | IMME-FE | INITIAL_RULESET:MECH_EQUIP | 74% | REQUIRES BACKTEST | MEDIUM | Mechanical plant/equipment family.
EXP-0071 | SUB-0071 | SUBCATEGORY | BC-0010 | Mains top-up/interface equipment | 10% | 6% | 12% | 4% | 0% | 0% | 0% | 12% | 36% | 4% | 5% | 3% | 4% | 0% | 4% | 100% | IMME-EQUIP | IMME-FE | INITIAL_RULESET:MECH_EQUIP | 74% | REQUIRES BACKTEST | MEDIUM | Mechanical plant/equipment family.
EXP-0072 | SUB-0072 | SUBCATEGORY | BC-0011 | Local temperature display (thermometer/gauge) | 10% | 6% | 12% | 4% | 0% | 0% | 0% | 12% | 36% | 4% | 5% | 3% | 4% | 0% | 4% | 100% | IMME-EQUIP | IMME-FE | INITIAL_RULESET:MECH_EQUIP | 74% | REQUIRES BACKTEST | MEDIUM | Mechanical plant/equipment family.
EXP-0073 | SUB-0073 | SUBCATEGORY | BC-0011 | Thermal exchange module (plate heat exchanger) | 10% | 6% | 12% | 4% | 0% | 0% | 0% | 12% | 36% | 4% | 5% | 3% | 4% | 0% | 4% | 100% | IMME-EQUIP | IMME-FE | INITIAL_RULESET:MECH_EQUIP | 74% | REQUIRES BACKTEST | MEDIUM | Mechanical plant/equipment family.
EXP-0074 | SUB-0074 | SUBCATEGORY | BC-0011 | Hot-water storage recovery module (calorifier) | 10% | 6% | 12% | 4% | 0% | 0% | 0% | 12% | 36% | 4% | 5% | 3% | 4% | 0% | 4% | 100% | IMME-EQUIP | IMME-FE | INITIAL_RULESET:MECH_EQUIP | 74% | REQUIRES BACKTEST | MEDIUM | Mechanical plant/equipment family.
EXP-0075 | SUB-0075 | SUBCATEGORY | BC-0011 | IMME size/duty mark — Single-circuit perimeter heater modules | 10% | 6% | 12% | 4% | 0% | 0% | 0% | 12% | 36% | 4% | 5% | 3% | 4% | 0% | 4% | 100% | IMME-EQUIP | IMME-FE | INITIAL_RULESET:MECH_EQUIP | 74% | REQUIRES BACKTEST | MEDIUM | Mechanical plant/equipment family.
EXP-0076 | SUB-0076 | SUBCATEGORY | BC-0011 | IMME size/duty mark — Twin-circuit perimeter heater modules | 10% | 6% | 12% | 4% | 0% | 0% | 0% | 12% | 36% | 4% | 5% | 3% | 4% | 0% | 4% | 100% | IMME-EQUIP | IMME-FE | INITIAL_RULESET:MECH_EQUIP | 74% | REQUIRES BACKTEST | MEDIUM | Mechanical plant/equipment family.
EXP-0077 | SUB-0077 | SUBCATEGORY | BC-0011 | Water incident detection package (leak detection) | 10% | 6% | 12% | 4% | 0% | 0% | 0% | 12% | 36% | 4% | 5% | 3% | 4% | 0% | 4% | 100% | IMME-EQUIP | IMME-FE | INITIAL_RULESET:MECH_EQUIP | 74% | REQUIRES BACKTEST | MEDIUM | Mechanical plant/equipment family.
EXP-0078 | SUB-0078 | SUBCATEGORY | BC-0011 | Thermal energy measurement package (energy meter) | 10% | 6% | 12% | 4% | 0% | 0% | 0% | 12% | 36% | 4% | 5% | 3% | 4% | 0% | 4% | 100% | IMME-EQUIP | IMME-FE | INITIAL_RULESET:MECH_EQUIP | 74% | REQUIRES BACKTEST | MEDIUM | Mechanical plant/equipment family.
EXP-0079 | SUB-0079 | SUBCATEGORY | BC-0011 | Closed-system expansion vessel volume band | 10% | 6% | 12% | 4% | 0% | 0% | 0% | 12% | 36% | 4% | 5% | 3% | 4% | 0% | 4% | 100% | IMME-EQUIP | IMME-FE | INITIAL_RULESET:MECH_EQUIP | 74% | REQUIRES BACKTEST | MEDIUM | Mechanical plant/equipment family.
EXP-0080 | SUB-0080 | SUBCATEGORY | BC-0011 | Buffer vessel volume band | 10% | 6% | 12% | 4% | 0% | 0% | 0% | 12% | 36% | 4% | 5% | 3% | 4% | 0% | 4% | 100% | IMME-EQUIP | IMME-FE | INITIAL_RULESET:MECH_EQUIP | 74% | REQUIRES BACKTEST | MEDIUM | Mechanical plant/equipment family.
EXP-0081 | SUB-0081 | SUBCATEGORY | BC-0011 | Air/dirt separator nominal-bore band | 10% | 6% | 12% | 4% | 0% | 0% | 0% | 12% | 36% | 4% | 5% | 3% | 4% | 0% | 4% | 100% | IMME-EQUIP | IMME-FE | INITIAL_RULESET:MECH_EQUIP | 74% | REQUIRES BACKTEST | MEDIUM | Mechanical plant/equipment family.
EXP-0082 | SUB-0082 | SUBCATEGORY | BC-0011 | Chemical dosing + side-stream treatment band | 10% | 6% | 12% | 4% | 0% | 0% | 0% | 12% | 36% | 4% | 5% | 3% | 4% | 0% | 4% | 100% | IMME-EQUIP | IMME-FE | INITIAL_RULESET:MECH_EQUIP | 74% | REQUIRES BACKTEST | MEDIUM | Mechanical plant/equipment family.
EXP-0083 | SUB-0083 | SUBCATEGORY | BC-0011 | Air-compressor duty band | 10% | 6% | 12% | 4% | 0% | 0% | 0% | 12% | 36% | 4% | 5% | 3% | 4% | 0% | 4% | 100% | IMME-EQUIP | IMME-FE | INITIAL_RULESET:MECH_EQUIP | 74% | REQUIRES BACKTEST | MEDIUM | Mechanical plant/equipment family.
EXP-0084 | SUB-0084 | SUBCATEGORY | BC-0011 | Compressed-air receiver volume band | 10% | 6% | 12% | 4% | 0% | 0% | 0% | 12% | 36% | 4% | 5% | 3% | 4% | 0% | 4% | 100% | IMME-EQUIP | IMME-FE | INITIAL_RULESET:MECH_EQUIP | 74% | REQUIRES BACKTEST | MEDIUM | Mechanical plant/equipment family.
EXP-0085 | SUB-0085 | SUBCATEGORY | BC-0011 | Refrigerant/desiccant dryer duty band | 10% | 6% | 12% | 4% | 0% | 0% | 0% | 12% | 36% | 4% | 5% | 3% | 4% | 0% | 4% | 100% | IMME-EQUIP | IMME-FE | INITIAL_RULESET:MECH_EQUIP | 74% | REQUIRES BACKTEST | MEDIUM | Mechanical plant/equipment family.
EXP-0086 | SUB-0086 | SUBCATEGORY | BC-0011 | Compressed-air filtration class | 10% | 6% | 12% | 4% | 0% | 0% | 0% | 12% | 36% | 4% | 5% | 3% | 4% | 0% | 4% | 100% | IMME-EQUIP | IMME-FE | INITIAL_RULESET:MECH_EQUIP | 74% | REQUIRES BACKTEST | MEDIUM | Mechanical plant/equipment family.
EXP-0087 | SUB-0087 | SUBCATEGORY | BC-0011 | Compressed-air distribution accessory | 10% | 6% | 12% | 4% | 0% | 0% | 0% | 12% | 36% | 4% | 5% | 3% | 4% | 0% | 4% | 100% | IMME-EQUIP | IMME-FE | INITIAL_RULESET:MECH_EQUIP | 74% | REQUIRES BACKTEST | MEDIUM | Mechanical plant/equipment family.
EXP-0088 | SUB-0088 | SUBCATEGORY | BC-0011 | Compressor control equipment | 10% | 6% | 12% | 4% | 0% | 0% | 0% | 12% | 36% | 4% | 5% | 3% | 4% | 0% | 4% | 100% | IMME-EQUIP | IMME-FE | INITIAL_RULESET:MECH_EQUIP | 74% | REQUIRES BACKTEST | MEDIUM | Mechanical plant/equipment family.
EXP-0089 | SUB-0089 | SUBCATEGORY | BC-0011 | Vacuum-pump duty band | 10% | 6% | 12% | 4% | 0% | 0% | 0% | 12% | 36% | 4% | 5% | 3% | 4% | 0% | 4% | 100% | IMME-EQUIP | IMME-FE | INITIAL_RULESET:MECH_EQUIP | 74% | REQUIRES BACKTEST | MEDIUM | Mechanical plant/equipment family.
EXP-0090 | SUB-0090 | SUBCATEGORY | BC-0011 | Vacuum receiver volume band | 10% | 6% | 12% | 4% | 0% | 0% | 0% | 12% | 36% | 4% | 5% | 3% | 4% | 0% | 4% | 100% | IMME-EQUIP | IMME-FE | INITIAL_RULESET:MECH_EQUIP | 74% | REQUIRES BACKTEST | MEDIUM | Mechanical plant/equipment family.
EXP-0091 | SUB-0091 | SUBCATEGORY | BC-0011 | Vacuum filtration/separation class | 10% | 6% | 12% | 4% | 0% | 0% | 0% | 12% | 36% | 4% | 5% | 3% | 4% | 0% | 4% | 100% | IMME-EQUIP | IMME-FE | INITIAL_RULESET:MECH_EQUIP | 74% | REQUIRES BACKTEST | MEDIUM | Mechanical plant/equipment family.
EXP-0092 | SUB-0092 | SUBCATEGORY | BC-0011 | Vacuum control-panel class | 10% | 6% | 12% | 4% | 0% | 0% | 0% | 12% | 36% | 4% | 5% | 3% | 4% | 0% | 4% | 100% | IMME-EQUIP | IMME-FE | INITIAL_RULESET:MECH_EQUIP | 74% | REQUIRES BACKTEST | MEDIUM | Mechanical plant/equipment family.
EXP-0093 | SUB-0093 | SUBCATEGORY | BC-0011 | Vacuum distribution accessory | 10% | 6% | 12% | 4% | 0% | 0% | 0% | 12% | 36% | 4% | 5% | 3% | 4% | 0% | 4% | 100% | IMME-EQUIP | IMME-FE | INITIAL_RULESET:MECH_EQUIP | 74% | REQUIRES BACKTEST | MEDIUM | Mechanical plant/equipment family.
EXP-0094 | SUB-0094 | SUBCATEGORY | BC-0011 | Specialist-gas manifold class | 10% | 6% | 12% | 4% | 0% | 0% | 0% | 12% | 36% | 4% | 5% | 3% | 4% | 0% | 4% | 100% | IMME-EQUIP | IMME-FE | INITIAL_RULESET:MECH_EQUIP | 74% | REQUIRES BACKTEST | MEDIUM | Mechanical plant/equipment family.
EXP-0095 | SUB-0095 | SUBCATEGORY | BC-0011 | Pressure-regulator station class | 10% | 6% | 12% | 4% | 0% | 0% | 0% | 12% | 36% | 4% | 5% | 3% | 4% | 0% | 4% | 100% | IMME-EQUIP | IMME-FE | INITIAL_RULESET:MECH_EQUIP | 74% | REQUIRES BACKTEST | MEDIUM | Mechanical plant/equipment family.
EXP-0096 | SUB-0096 | SUBCATEGORY | BC-0011 | Gas-cylinder bank/interface class | 10% | 6% | 12% | 4% | 0% | 0% | 0% | 12% | 36% | 4% | 5% | 3% | 4% | 0% | 4% | 100% | IMME-EQUIP | IMME-FE | INITIAL_RULESET:MECH_EQUIP | 74% | REQUIRES BACKTEST | MEDIUM | Mechanical plant/equipment family.
EXP-0097 | SUB-0097 | SUBCATEGORY | BC-0011 | Gas detection/interface equipment | 10% | 6% | 12% | 4% | 0% | 0% | 0% | 12% | 36% | 4% | 5% | 3% | 4% | 0% | 4% | 100% | IMME-EQUIP | IMME-FE | INITIAL_RULESET:MECH_EQUIP | 74% | REQUIRES BACKTEST | MEDIUM | Mechanical plant/equipment family.
EXP-0098 | SUB-0098 | SUBCATEGORY | BC-0011 | Specialist-gas distribution accessory | 10% | 6% | 12% | 4% | 0% | 0% | 0% | 12% | 36% | 4% | 5% | 3% | 4% | 0% | 4% | 100% | IMME-EQUIP | IMME-FE | INITIAL_RULESET:MECH_EQUIP | 74% | REQUIRES BACKTEST | MEDIUM | Mechanical plant/equipment family.
EXP-0099 | SUB-0099 | SUBCATEGORY | BC-0011 | Medical-air plant duty band | 10% | 6% | 12% | 4% | 0% | 0% | 0% | 12% | 36% | 4% | 5% | 3% | 4% | 0% | 4% | 100% | IMME-EQUIP | IMME-FE | INITIAL_RULESET:MECH_EQUIP | 74% | REQUIRES BACKTEST | MEDIUM | Mechanical plant/equipment family.
EXP-0100 | SUB-0100 | SUBCATEGORY | BC-0011 | Medical-vacuum plant duty band | 10% | 6% | 12% | 4% | 0% | 0% | 0% | 12% | 36% | 4% | 5% | 3% | 4% | 0% | 4% | 100% | IMME-EQUIP | IMME-FE | INITIAL_RULESET:MECH_EQUIP | 74% | REQUIRES BACKTEST | MEDIUM | Mechanical plant/equipment family.
EXP-0101 | SUB-0101 | SUBCATEGORY | BC-0011 | Oxygen manifold class | 10% | 6% | 12% | 4% | 0% | 0% | 0% | 12% | 36% | 4% | 5% | 3% | 4% | 0% | 4% | 100% | IMME-EQUIP | IMME-FE | INITIAL_RULESET:MECH_EQUIP | 74% | REQUIRES BACKTEST | MEDIUM | Mechanical plant/equipment family.
EXP-0102 | SUB-0102 | SUBCATEGORY | BC-0011 | Area valve service unit | 10% | 6% | 12% | 4% | 0% | 0% | 0% | 12% | 36% | 4% | 5% | 3% | 4% | 0% | 4% | 100% | IMME-EQUIP | IMME-FE | INITIAL_RULESET:MECH_EQUIP | 74% | REQUIRES BACKTEST | MEDIUM | Mechanical plant/equipment family.
EXP-0103 | SUB-0103 | SUBCATEGORY | BC-0011 | Medical-gas terminal unit | 10% | 6% | 12% | 4% | 0% | 0% | 0% | 12% | 36% | 4% | 5% | 3% | 4% | 0% | 4% | 100% | IMME-EQUIP | IMME-FE | INITIAL_RULESET:MECH_EQUIP | 74% | REQUIRES BACKTEST | MEDIUM | Mechanical plant/equipment family.
EXP-0104 | SUB-0104 | SUBCATEGORY | BC-0011 | Medical-gas alarm panel class | 10% | 6% | 12% | 4% | 0% | 0% | 0% | 12% | 36% | 4% | 5% | 3% | 4% | 0% | 4% | 100% | IMME-EQUIP | IMME-FE | INITIAL_RULESET:MECH_EQUIP | 74% | REQUIRES BACKTEST | MEDIUM | Mechanical plant/equipment family.
EXP-0105 | SUB-0105 | SUBCATEGORY | BC-0012 | Incoming water-service size band | 25% | 4% | 6% | 0% | 0% | 0% | 5% | 25% | 20% | 3% | 5% | 0% | 0% | 0% | 7% | 100% | IMME-CORE | IMME-LAB | INITIAL_RULESET:MISC_GENERAL | 60% | REQUIRES BACKTEST | HIGH | Broad mechanical category.
EXP-0106 | SUB-0106 | SUBCATEGORY | BC-0012 | Incoming gas-service size band | 25% | 4% | 6% | 0% | 0% | 0% | 5% | 25% | 20% | 3% | 5% | 0% | 0% | 0% | 7% | 100% | IMME-CORE | IMME-LAB | INITIAL_RULESET:MISC_GENERAL | 60% | REQUIRES BACKTEST | HIGH | Broad mechanical category.
EXP-0107 | SUB-0107 | SUBCATEGORY | BC-0012 | Water meter/interface class | 25% | 4% | 6% | 0% | 0% | 0% | 5% | 25% | 20% | 3% | 5% | 0% | 0% | 0% | 7% | 100% | IMME-CORE | IMME-LAB | INITIAL_RULESET:MISC_GENERAL | 60% | REQUIRES BACKTEST | HIGH | Broad mechanical category.
EXP-0108 | SUB-0108 | SUBCATEGORY | BC-0012 | Gas meter/interface class | 25% | 4% | 6% | 0% | 0% | 0% | 5% | 25% | 20% | 3% | 5% | 0% | 0% | 0% | 7% | 100% | IMME-CORE | IMME-LAB | INITIAL_RULESET:MISC_GENERAL | 60% | REQUIRES BACKTEST | HIGH | Broad mechanical category.
EXP-0109 | SUB-0109 | SUBCATEGORY | BC-0012 | Incoming pressure-regulation equipment | 25% | 4% | 6% | 0% | 0% | 0% | 5% | 25% | 20% | 3% | 5% | 0% | 0% | 0% | 7% | 100% | IMME-CORE | IMME-LAB | INITIAL_RULESET:MISC_GENERAL | 60% | REQUIRES BACKTEST | HIGH | Broad mechanical category.
EXP-0110 | SUB-0110 | SUBCATEGORY | BC-0012 | Utility intake ancillary equipment | 25% | 4% | 6% | 0% | 0% | 0% | 5% | 25% | 20% | 3% | 5% | 0% | 0% | 0% | 7% | 100% | IMME-CORE | IMME-LAB | INITIAL_RULESET:MISC_GENERAL | 60% | REQUIRES BACKTEST | HIGH | Broad mechanical category.
EXP-0111 | SUB-0111 | SUBCATEGORY | BC-0013 | Sprinkler head class | 8% | 0% | 45% | 0% | 2% | 0% | 0% | 25% | 3% | 7% | 5% | 0% | 0% | 0% | 5% | 100% | IMME-FE | IMME-LAB | INITIAL_RULESET:STEEL_PIPE | 72% | REQUIRES BACKTEST | MEDIUM | Fire/sprinkler family.
EXP-0112 | SUB-0112 | SUBCATEGORY | BC-0013 | Sprinkler pipework size band | 8% | 0% | 45% | 0% | 2% | 0% | 0% | 25% | 3% | 7% | 5% | 0% | 0% | 0% | 5% | 100% | IMME-FE | IMME-LAB | INITIAL_RULESET:STEEL_PIPE | 72% | REQUIRES BACKTEST | MEDIUM | Fire/sprinkler family.
EXP-0113 | SUB-0113 | SUBCATEGORY | BC-0013 | Sprinkler valve-set class | 8% | 0% | 45% | 0% | 2% | 0% | 0% | 25% | 3% | 7% | 5% | 0% | 0% | 0% | 5% | 100% | IMME-FE | IMME-LAB | INITIAL_RULESET:STEEL_PIPE | 72% | REQUIRES BACKTEST | MEDIUM | Fire/sprinkler family.
EXP-0114 | SUB-0114 | SUBCATEGORY | BC-0013 | Fire hydrant equipment class | 8% | 0% | 45% | 0% | 2% | 0% | 0% | 25% | 3% | 7% | 5% | 0% | 0% | 0% | 5% | 100% | IMME-FE | IMME-LAB | INITIAL_RULESET:STEEL_PIPE | 72% | REQUIRES BACKTEST | MEDIUM | Fire/sprinkler family.
EXP-0115 | SUB-0115 | SUBCATEGORY | BC-0013 | Fire-hose reel equipment class | 8% | 0% | 45% | 0% | 2% | 0% | 0% | 25% | 3% | 7% | 5% | 0% | 0% | 0% | 5% | 100% | IMME-FE | IMME-LAB | INITIAL_RULESET:STEEL_PIPE | 72% | REQUIRES BACKTEST | MEDIUM | Fire/sprinkler family.
EXP-0116 | SUB-0116 | SUBCATEGORY | BC-0013 | Fire-pump set duty band | 8% | 0% | 45% | 0% | 2% | 0% | 0% | 25% | 3% | 7% | 5% | 0% | 0% | 0% | 5% | 100% | IMME-FE | IMME-LAB | INITIAL_RULESET:STEEL_PIPE | 72% | REQUIRES BACKTEST | MEDIUM | Fire/sprinkler family.
EXP-0117 | SUB-0117 | SUBCATEGORY | BC-0013 | Sprinkler control/monitoring equipment | 8% | 0% | 45% | 0% | 2% | 0% | 0% | 25% | 3% | 7% | 5% | 0% | 0% | 0% | 5% | 100% | IMME-FE | IMME-LAB | INITIAL_RULESET:STEEL_PIPE | 72% | REQUIRES BACKTEST | MEDIUM | Fire/sprinkler family.
EXP-0118 | SUB-0118 | SUBCATEGORY | BC-0014 | Linear service route (pipe) | 10% | 0% | 0% | 0% | 0% | 0% | 42% | 25% | 3% | 6% | 6% | 0% | 3% | 0% | 5% | 100% | IMME-POLY | IMME-LAB | INITIAL_RULESET:POLYMER | 88% | REQUIRES BACKTEST | LOW | Explicit polymer/plastic wording.
EXP-0119 | SUB-0119 | SUBCATEGORY | BC-0014 | Join interface (coupling) | 10% | 0% | 0% | 0% | 0% | 0% | 42% | 25% | 3% | 6% | 6% | 0% | 3% | 0% | 5% | 100% | IMME-POLY | IMME-LAB | INITIAL_RULESET:POLYMER | 88% | REQUIRES BACKTEST | LOW | Explicit polymer/plastic wording.
EXP-0120 | SUB-0120 | SUBCATEGORY | BC-0014 | Terminal seal point (end cap) | 10% | 0% | 0% | 0% | 0% | 0% | 42% | 25% | 3% | 6% | 6% | 0% | 3% | 0% | 5% | 100% | IMME-POLY | IMME-LAB | INITIAL_RULESET:POLYMER | 88% | REQUIRES BACKTEST | LOW | Explicit polymer/plastic wording.
EXP-0121 | SUB-0121 | SUBCATEGORY | BC-0014 | Diameter transition interface (reducer) | 10% | 0% | 0% | 0% | 0% | 0% | 42% | 25% | 3% | 6% | 6% | 0% | 3% | 0% | 5% | 100% | IMME-POLY | IMME-LAB | INITIAL_RULESET:POLYMER | 88% | REQUIRES BACKTEST | LOW | Explicit polymer/plastic wording.
EXP-0122 | SUB-0122 | SUBCATEGORY | BC-0014 | Route-change geometry (bend) | 10% | 0% | 0% | 0% | 0% | 0% | 42% | 25% | 3% | 6% | 6% | 0% | 3% | 0% | 5% | 100% | IMME-POLY | IMME-LAB | INITIAL_RULESET:POLYMER | 88% | REQUIRES BACKTEST | LOW | Explicit polymer/plastic wording.
EXP-0123 | SUB-0123 | SUBCATEGORY | BC-0014 | Equal branch node (equal tee) | 10% | 0% | 0% | 0% | 0% | 0% | 42% | 25% | 3% | 6% | 6% | 0% | 3% | 0% | 5% | 100% | IMME-POLY | IMME-LAB | INITIAL_RULESET:POLYMER | 88% | REQUIRES BACKTEST | LOW | Explicit polymer/plastic wording.
EXP-0124 | SUB-0124 | SUBCATEGORY | BC-0014 | Stepped branch node (reducing tee/branch) | 10% | 0% | 0% | 0% | 0% | 0% | 42% | 25% | 3% | 6% | 6% | 0% | 3% | 0% | 5% | 100% | IMME-POLY | IMME-LAB | INITIAL_RULESET:POLYMER | 88% | REQUIRES BACKTEST | LOW | Explicit polymer/plastic wording.
EXP-0125 | SUB-0125 | SUBCATEGORY | BC-0014 | Linear service route (pipe) | 10% | 0% | 0% | 0% | 0% | 0% | 42% | 25% | 3% | 6% | 6% | 0% | 3% | 0% | 5% | 100% | IMME-POLY | IMME-LAB | INITIAL_RULESET:POLYMER | 88% | REQUIRES BACKTEST | LOW | Explicit polymer/plastic wording.
EXP-0126 | SUB-0126 | SUBCATEGORY | BC-0014 | Join interface (coupling) | 10% | 0% | 0% | 0% | 0% | 0% | 42% | 25% | 3% | 6% | 6% | 0% | 3% | 0% | 5% | 100% | IMME-POLY | IMME-LAB | INITIAL_RULESET:POLYMER | 88% | REQUIRES BACKTEST | LOW | Explicit polymer/plastic wording.
EXP-0127 | SUB-0127 | SUBCATEGORY | BC-0014 | Terminal seal point (end cap) | 10% | 0% | 0% | 0% | 0% | 0% | 42% | 25% | 3% | 6% | 6% | 0% | 3% | 0% | 5% | 100% | IMME-POLY | IMME-LAB | INITIAL_RULESET:POLYMER | 88% | REQUIRES BACKTEST | LOW | Explicit polymer/plastic wording.
EXP-0128 | SUB-0128 | SUBCATEGORY | BC-0014 | Diameter transition interface (reducer) | 10% | 0% | 0% | 0% | 0% | 0% | 42% | 25% | 3% | 6% | 6% | 0% | 3% | 0% | 5% | 100% | IMME-POLY | IMME-LAB | INITIAL_RULESET:POLYMER | 88% | REQUIRES BACKTEST | LOW | Explicit polymer/plastic wording.
EXP-0129 | SUB-0129 | SUBCATEGORY | BC-0014 | Route-change geometry (bend) | 10% | 0% | 0% | 0% | 0% | 0% | 42% | 25% | 3% | 6% | 6% | 0% | 3% | 0% | 5% | 100% | IMME-POLY | IMME-LAB | INITIAL_RULESET:POLYMER | 88% | REQUIRES BACKTEST | LOW | Explicit polymer/plastic wording.
EXP-0130 | SUB-0130 | SUBCATEGORY | BC-0014 | Equal branch node (equal tee) | 10% | 0% | 0% | 0% | 0% | 0% | 42% | 25% | 3% | 6% | 6% | 0% | 3% | 0% | 5% | 100% | IMME-POLY | IMME-LAB | INITIAL_RULESET:POLYMER | 88% | REQUIRES BACKTEST | LOW | Explicit polymer/plastic wording.
EXP-0131 | SUB-0131 | SUBCATEGORY | BC-0014 | Stepped branch node (reducing tee/branch) | 10% | 0% | 0% | 0% | 0% | 0% | 42% | 25% | 3% | 6% | 6% | 0% | 3% | 0% | 5% | 100% | IMME-POLY | IMME-LAB | INITIAL_RULESET:POLYMER | 88% | REQUIRES BACKTEST | LOW | Explicit polymer/plastic wording.
EXP-0132 | SUB-0132 | SUBCATEGORY | BC-0014 | Waste service route (waste pipe) | 10% | 0% | 0% | 0% | 0% | 0% | 42% | 25% | 3% | 6% | 6% | 0% | 3% | 0% | 5% | 100% | IMME-POLY | IMME-LAB | INITIAL_RULESET:POLYMER | 88% | REQUIRES BACKTEST | LOW | Explicit polymer/plastic wording.
EXP-0133 | SUB-0133 | SUBCATEGORY | BC-0014 | Inspection route section (access pipe) | 10% | 0% | 0% | 0% | 0% | 0% | 42% | 25% | 3% | 6% | 6% | 0% | 3% | 0% | 5% | 100% | IMME-POLY | IMME-LAB | INITIAL_RULESET:POLYMER | 88% | REQUIRES BACKTEST | LOW | Explicit polymer/plastic wording.
EXP-0134 | SUB-0134 | SUBCATEGORY | BC-0014 | Line retaining support (pipe clip) | 10% | 0% | 0% | 0% | 0% | 0% | 42% | 25% | 3% | 6% | 6% | 0% | 3% | 0% | 5% | 100% | IMME-POLY | IMME-LAB | INITIAL_RULESET:POLYMER | 88% | REQUIRES BACKTEST | LOW | Explicit polymer/plastic wording.
EXP-0135 | SUB-0135 | SUBCATEGORY | BC-0014 | Inspection closure point (access plug) | 10% | 0% | 0% | 0% | 0% | 0% | 42% | 25% | 3% | 6% | 6% | 0% | 3% | 0% | 5% | 100% | IMME-POLY | IMME-LAB | INITIAL_RULESET:POLYMER | 88% | REQUIRES BACKTEST | LOW | Explicit polymer/plastic wording.
EXP-0136 | SUB-0136 | SUBCATEGORY | BC-0014 | Join interfaces (couplings) | 10% | 0% | 0% | 0% | 0% | 0% | 42% | 25% | 3% | 6% | 6% | 0% | 3% | 0% | 5% | 100% | IMME-POLY | IMME-LAB | INITIAL_RULESET:POLYMER | 88% | REQUIRES BACKTEST | LOW | Explicit polymer/plastic wording.
EXP-0137 | SUB-0137 | SUBCATEGORY | BC-0014 | Demountable join interface (union) | 10% | 0% | 0% | 0% | 0% | 0% | 42% | 25% | 3% | 6% | 6% | 0% | 3% | 0% | 5% | 100% | IMME-POLY | IMME-LAB | INITIAL_RULESET:POLYMER | 88% | REQUIRES BACKTEST | LOW | Explicit polymer/plastic wording.
EXP-0138 | SUB-0138 | SUBCATEGORY | BC-0014 | Socket transition interface (socket) | 10% | 0% | 0% | 0% | 0% | 0% | 42% | 25% | 3% | 6% | 6% | 0% | 3% | 0% | 5% | 100% | IMME-POLY | IMME-LAB | INITIAL_RULESET:POLYMER | 88% | REQUIRES BACKTEST | LOW | Explicit polymer/plastic wording.
EXP-0139 | SUB-0139 | SUBCATEGORY | BC-0014 | Route-change geometry (bend) | 10% | 0% | 0% | 0% | 0% | 0% | 42% | 25% | 3% | 6% | 6% | 0% | 3% | 0% | 5% | 100% | IMME-POLY | IMME-LAB | INITIAL_RULESET:POLYMER | 88% | REQUIRES BACKTEST | LOW | Explicit polymer/plastic wording.
EXP-0140 | SUB-0140 | SUBCATEGORY | BC-0014 | Swept branch node (swept tee) | 10% | 0% | 0% | 0% | 0% | 0% | 42% | 25% | 3% | 6% | 6% | 0% | 3% | 0% | 5% | 100% | IMME-POLY | IMME-LAB | INITIAL_RULESET:POLYMER | 88% | REQUIRES BACKTEST | LOW | Explicit polymer/plastic wording.
EXP-0141 | SUB-0141 | SUBCATEGORY | BC-0014 | Foot outlet transition (shoe) | 10% | 0% | 0% | 0% | 0% | 0% | 42% | 25% | 3% | 6% | 6% | 0% | 3% | 0% | 5% | 100% | IMME-POLY | IMME-LAB | INITIAL_RULESET:POLYMER | 88% | REQUIRES BACKTEST | LOW | Explicit polymer/plastic wording.
EXP-0142 | SUB-0142 | SUBCATEGORY | BC-0014 | Branch node fittings (branch) | 10% | 0% | 0% | 0% | 0% | 0% | 42% | 25% | 3% | 6% | 6% | 0% | 3% | 0% | 5% | 100% | IMME-POLY | IMME-LAB | INITIAL_RULESET:POLYMER | 88% | REQUIRES BACKTEST | LOW | Explicit polymer/plastic wording.
EXP-0143 | SUB-0143 | SUBCATEGORY | BC-0014 | Threaded metal adapter (male/female iron adaptor) | 10% | 0% | 0% | 0% | 0% | 0% | 42% | 25% | 3% | 6% | 6% | 0% | 3% | 0% | 5% | 100% | IMME-POLY | IMME-LAB | INITIAL_RULESET:POLYMER | 88% | REQUIRES BACKTEST | LOW | Explicit polymer/plastic wording.
EXP-0144 | SUB-0144 | SUBCATEGORY | BC-0014 | Nut-lock transition (nut adaptor) | 10% | 0% | 0% | 0% | 0% | 0% | 42% | 25% | 3% | 6% | 6% | 0% | 3% | 0% | 5% | 100% | IMME-POLY | IMME-LAB | INITIAL_RULESET:POLYMER | 88% | REQUIRES BACKTEST | LOW | Explicit polymer/plastic wording.
EXP-0145 | SUB-0145 | SUBCATEGORY | BC-0014 | Line stop point (stop end) | 10% | 0% | 0% | 0% | 0% | 0% | 42% | 25% | 3% | 6% | 6% | 0% | 3% | 0% | 5% | 100% | IMME-POLY | IMME-LAB | INITIAL_RULESET:POLYMER | 88% | REQUIRES BACKTEST | LOW | Explicit polymer/plastic wording.
EXP-0146 | SUB-0146 | SUBCATEGORY | BC-0014 | Angular route interface (angle) | 10% | 0% | 0% | 0% | 0% | 0% | 42% | 25% | 3% | 6% | 6% | 0% | 3% | 0% | 5% | 100% | IMME-POLY | IMME-LAB | INITIAL_RULESET:POLYMER | 88% | REQUIRES BACKTEST | LOW | Explicit polymer/plastic wording.
EXP-0147 | SUB-0147 | SUBCATEGORY | BC-0014 | Roof discharge interface (roof outlet) | 10% | 0% | 0% | 0% | 0% | 0% | 42% | 25% | 3% | 6% | 6% | 0% | 3% | 0% | 5% | 100% | IMME-POLY | IMME-LAB | INITIAL_RULESET:POLYMER | 88% | REQUIRES BACKTEST | LOW | Explicit polymer/plastic wording.
EXP-0148 | SUB-0148 | SUBCATEGORY | BC-0014 | Waste service route (waste pipe) | 10% | 0% | 0% | 0% | 0% | 0% | 42% | 25% | 3% | 6% | 6% | 0% | 3% | 0% | 5% | 100% | IMME-POLY | IMME-LAB | INITIAL_RULESET:POLYMER | 88% | REQUIRES BACKTEST | LOW | Explicit polymer/plastic wording.
EXP-0149 | SUB-0149 | SUBCATEGORY | BC-0014 | Inspection route section (access pipe) | 10% | 0% | 0% | 0% | 0% | 0% | 42% | 25% | 3% | 6% | 6% | 0% | 3% | 0% | 5% | 100% | IMME-POLY | IMME-LAB | INITIAL_RULESET:POLYMER | 88% | REQUIRES BACKTEST | LOW | Explicit polymer/plastic wording.
EXP-0150 | SUB-0150 | SUBCATEGORY | BC-0014 | Line retaining support (pipe clip) | 10% | 0% | 0% | 0% | 0% | 0% | 42% | 25% | 3% | 6% | 6% | 0% | 3% | 0% | 5% | 100% | IMME-POLY | IMME-LAB | INITIAL_RULESET:POLYMER | 88% | REQUIRES BACKTEST | LOW | Explicit polymer/plastic wording.
EXP-0151 | SUB-0151 | SUBCATEGORY | BC-0014 | Inspection closure point (access plug) | 10% | 0% | 0% | 0% | 0% | 0% | 42% | 25% | 3% | 6% | 6% | 0% | 3% | 0% | 5% | 100% | IMME-POLY | IMME-LAB | INITIAL_RULESET:POLYMER | 88% | REQUIRES BACKTEST | LOW | Explicit polymer/plastic wording.
EXP-0152 | SUB-0152 | SUBCATEGORY | BC-0014 | Join interfaces (couplings) | 10% | 0% | 0% | 0% | 0% | 0% | 42% | 25% | 3% | 6% | 6% | 0% | 3% | 0% | 5% | 100% | IMME-POLY | IMME-LAB | INITIAL_RULESET:POLYMER | 88% | REQUIRES BACKTEST | LOW | Explicit polymer/plastic wording.
EXP-0153 | SUB-0153 | SUBCATEGORY | BC-0014 | Demountable join interface (union) | 10% | 0% | 0% | 0% | 0% | 0% | 42% | 25% | 3% | 6% | 6% | 0% | 3% | 0% | 5% | 100% | IMME-POLY | IMME-LAB | INITIAL_RULESET:POLYMER | 88% | REQUIRES BACKTEST | LOW | Explicit polymer/plastic wording.
EXP-0154 | SUB-0154 | SUBCATEGORY | BC-0014 | Socket transition interface (socket) | 10% | 0% | 0% | 0% | 0% | 0% | 42% | 25% | 3% | 6% | 6% | 0% | 3% | 0% | 5% | 100% | IMME-POLY | IMME-LAB | INITIAL_RULESET:POLYMER | 88% | REQUIRES BACKTEST | LOW | Explicit polymer/plastic wording.
EXP-0155 | SUB-0155 | SUBCATEGORY | BC-0014 | Route-change geometry (bend) | 10% | 0% | 0% | 0% | 0% | 0% | 42% | 25% | 3% | 6% | 6% | 0% | 3% | 0% | 5% | 100% | IMME-POLY | IMME-LAB | INITIAL_RULESET:POLYMER | 88% | REQUIRES BACKTEST | LOW | Explicit polymer/plastic wording.
EXP-0156 | SUB-0156 | SUBCATEGORY | BC-0014 | Swept branch node (swept tee) | 10% | 0% | 0% | 0% | 0% | 0% | 42% | 25% | 3% | 6% | 6% | 0% | 3% | 0% | 5% | 100% | IMME-POLY | IMME-LAB | INITIAL_RULESET:POLYMER | 88% | REQUIRES BACKTEST | LOW | Explicit polymer/plastic wording.
EXP-0157 | SUB-0157 | SUBCATEGORY | BC-0014 | Foot outlet transition (shoe) | 10% | 0% | 0% | 0% | 0% | 0% | 42% | 25% | 3% | 6% | 6% | 0% | 3% | 0% | 5% | 100% | IMME-POLY | IMME-LAB | INITIAL_RULESET:POLYMER | 88% | REQUIRES BACKTEST | LOW | Explicit polymer/plastic wording.
EXP-0158 | SUB-0158 | SUBCATEGORY | BC-0014 | Branch node fittings (branch) | 10% | 0% | 0% | 0% | 0% | 0% | 42% | 25% | 3% | 6% | 6% | 0% | 3% | 0% | 5% | 100% | IMME-POLY | IMME-LAB | INITIAL_RULESET:POLYMER | 88% | REQUIRES BACKTEST | LOW | Explicit polymer/plastic wording.
EXP-0159 | SUB-0159 | SUBCATEGORY | BC-0014 | Threaded metal adapter (male/female iron adaptor) | 10% | 0% | 0% | 0% | 0% | 0% | 42% | 25% | 3% | 6% | 6% | 0% | 3% | 0% | 5% | 100% | IMME-POLY | IMME-LAB | INITIAL_RULESET:POLYMER | 88% | REQUIRES BACKTEST | LOW | Explicit polymer/plastic wording.
EXP-0160 | SUB-0160 | SUBCATEGORY | BC-0014 | Nut-lock transition (nut adaptor) | 10% | 0% | 0% | 0% | 0% | 0% | 42% | 25% | 3% | 6% | 6% | 0% | 3% | 0% | 5% | 100% | IMME-POLY | IMME-LAB | INITIAL_RULESET:POLYMER | 88% | REQUIRES BACKTEST | LOW | Explicit polymer/plastic wording.
EXP-0161 | SUB-0161 | SUBCATEGORY | BC-0014 | Line stop point (stop end) | 10% | 0% | 0% | 0% | 0% | 0% | 42% | 25% | 3% | 6% | 6% | 0% | 3% | 0% | 5% | 100% | IMME-POLY | IMME-LAB | INITIAL_RULESET:POLYMER | 88% | REQUIRES BACKTEST | LOW | Explicit polymer/plastic wording.
EXP-0162 | SUB-0162 | SUBCATEGORY | BC-0014 | Angular route interface (angle) | 10% | 0% | 0% | 0% | 0% | 0% | 42% | 25% | 3% | 6% | 6% | 0% | 3% | 0% | 5% | 100% | IMME-POLY | IMME-LAB | INITIAL_RULESET:POLYMER | 88% | REQUIRES BACKTEST | LOW | Explicit polymer/plastic wording.
EXP-0163 | SUB-0163 | SUBCATEGORY | BC-0014 | Roof discharge interface (roof outlet) | 10% | 0% | 0% | 0% | 0% | 0% | 42% | 25% | 3% | 6% | 6% | 0% | 3% | 0% | 5% | 100% | IMME-POLY | IMME-LAB | INITIAL_RULESET:POLYMER | 88% | REQUIRES BACKTEST | LOW | Explicit polymer/plastic wording.
EXP-0164 | SUB-0164 | SUBCATEGORY | BC-0014 | Waste service route (waste pipe) | 10% | 0% | 0% | 0% | 0% | 0% | 42% | 25% | 3% | 6% | 6% | 0% | 3% | 0% | 5% | 100% | IMME-POLY | IMME-LAB | INITIAL_RULESET:POLYMER | 88% | REQUIRES BACKTEST | LOW | Explicit polymer/plastic wording.
EXP-0165 | SUB-0165 | SUBCATEGORY | BC-0014 | Inspection route section (access pipe) | 10% | 0% | 0% | 0% | 0% | 0% | 42% | 25% | 3% | 6% | 6% | 0% | 3% | 0% | 5% | 100% | IMME-POLY | IMME-LAB | INITIAL_RULESET:POLYMER | 88% | REQUIRES BACKTEST | LOW | Explicit polymer/plastic wording.
EXP-0166 | SUB-0166 | SUBCATEGORY | BC-0014 | Line retaining support (pipe clip) | 10% | 0% | 0% | 0% | 0% | 0% | 42% | 25% | 3% | 6% | 6% | 0% | 3% | 0% | 5% | 100% | IMME-POLY | IMME-LAB | INITIAL_RULESET:POLYMER | 88% | REQUIRES BACKTEST | LOW | Explicit polymer/plastic wording.
EXP-0167 | SUB-0167 | SUBCATEGORY | BC-0014 | Inspection closure point (access plug) | 10% | 0% | 0% | 0% | 0% | 0% | 42% | 25% | 3% | 6% | 6% | 0% | 3% | 0% | 5% | 100% | IMME-POLY | IMME-LAB | INITIAL_RULESET:POLYMER | 88% | REQUIRES BACKTEST | LOW | Explicit polymer/plastic wording.
EXP-0168 | SUB-0168 | SUBCATEGORY | BC-0014 | Join interfaces (couplings) | 10% | 0% | 0% | 0% | 0% | 0% | 42% | 25% | 3% | 6% | 6% | 0% | 3% | 0% | 5% | 100% | IMME-POLY | IMME-LAB | INITIAL_RULESET:POLYMER | 88% | REQUIRES BACKTEST | LOW | Explicit polymer/plastic wording.
EXP-0169 | SUB-0169 | SUBCATEGORY | BC-0014 | Demountable join interface (union) | 10% | 0% | 0% | 0% | 0% | 0% | 42% | 25% | 3% | 6% | 6% | 0% | 3% | 0% | 5% | 100% | IMME-POLY | IMME-LAB | INITIAL_RULESET:POLYMER | 88% | REQUIRES BACKTEST | LOW | Explicit polymer/plastic wording.
EXP-0170 | SUB-0170 | SUBCATEGORY | BC-0014 | Socket transition interface (socket) | 10% | 0% | 0% | 0% | 0% | 0% | 42% | 25% | 3% | 6% | 6% | 0% | 3% | 0% | 5% | 100% | IMME-POLY | IMME-LAB | INITIAL_RULESET:POLYMER | 88% | REQUIRES BACKTEST | LOW | Explicit polymer/plastic wording.
EXP-0171 | SUB-0171 | SUBCATEGORY | BC-0014 | Route-change geometry (bend) | 10% | 0% | 0% | 0% | 0% | 0% | 42% | 25% | 3% | 6% | 6% | 0% | 3% | 0% | 5% | 100% | IMME-POLY | IMME-LAB | INITIAL_RULESET:POLYMER | 88% | REQUIRES BACKTEST | LOW | Explicit polymer/plastic wording.
EXP-0172 | SUB-0172 | SUBCATEGORY | BC-0014 | Swept branch node (swept tee) | 10% | 0% | 0% | 0% | 0% | 0% | 42% | 25% | 3% | 6% | 6% | 0% | 3% | 0% | 5% | 100% | IMME-POLY | IMME-LAB | INITIAL_RULESET:POLYMER | 88% | REQUIRES BACKTEST | LOW | Explicit polymer/plastic wording.
EXP-0173 | SUB-0173 | SUBCATEGORY | BC-0014 | Foot outlet transition (shoe) | 10% | 0% | 0% | 0% | 0% | 0% | 42% | 25% | 3% | 6% | 6% | 0% | 3% | 0% | 5% | 100% | IMME-POLY | IMME-LAB | INITIAL_RULESET:POLYMER | 88% | REQUIRES BACKTEST | LOW | Explicit polymer/plastic wording.
EXP-0174 | SUB-0174 | SUBCATEGORY | BC-0014 | Branch node fittings (branch) | 10% | 0% | 0% | 0% | 0% | 0% | 42% | 25% | 3% | 6% | 6% | 0% | 3% | 0% | 5% | 100% | IMME-POLY | IMME-LAB | INITIAL_RULESET:POLYMER | 88% | REQUIRES BACKTEST | LOW | Explicit polymer/plastic wording.
EXP-0175 | SUB-0175 | SUBCATEGORY | BC-0014 | Threaded metal adapter (male/female iron adaptor) | 10% | 0% | 0% | 0% | 0% | 0% | 42% | 25% | 3% | 6% | 6% | 0% | 3% | 0% | 5% | 100% | IMME-POLY | IMME-LAB | INITIAL_RULESET:POLYMER | 88% | REQUIRES BACKTEST | LOW | Explicit polymer/plastic wording.
EXP-0176 | SUB-0176 | SUBCATEGORY | BC-0014 | Nut-lock transition (nut adaptor) | 10% | 0% | 0% | 0% | 0% | 0% | 42% | 25% | 3% | 6% | 6% | 0% | 3% | 0% | 5% | 100% | IMME-POLY | IMME-LAB | INITIAL_RULESET:POLYMER | 88% | REQUIRES BACKTEST | LOW | Explicit polymer/plastic wording.
EXP-0177 | SUB-0177 | SUBCATEGORY | BC-0014 | Line stop point (stop end) | 10% | 0% | 0% | 0% | 0% | 0% | 42% | 25% | 3% | 6% | 6% | 0% | 3% | 0% | 5% | 100% | IMME-POLY | IMME-LAB | INITIAL_RULESET:POLYMER | 88% | REQUIRES BACKTEST | LOW | Explicit polymer/plastic wording.
EXP-0178 | SUB-0178 | SUBCATEGORY | BC-0014 | Angular route interface (angle) | 10% | 0% | 0% | 0% | 0% | 0% | 42% | 25% | 3% | 6% | 6% | 0% | 3% | 0% | 5% | 100% | IMME-POLY | IMME-LAB | INITIAL_RULESET:POLYMER | 88% | REQUIRES BACKTEST | LOW | Explicit polymer/plastic wording.
EXP-0179 | SUB-0179 | SUBCATEGORY | BC-0014 | Roof discharge interface (roof outlet) | 10% | 0% | 0% | 0% | 0% | 0% | 42% | 25% | 3% | 6% | 6% | 0% | 3% | 0% | 5% | 100% | IMME-POLY | IMME-LAB | INITIAL_RULESET:POLYMER | 88% | REQUIRES BACKTEST | LOW | Explicit polymer/plastic wording.
EXP-0180 | SUB-0180 | SUBCATEGORY | BC-0014 | Waste service route (waste pipe) | 10% | 0% | 0% | 0% | 0% | 0% | 42% | 25% | 3% | 6% | 6% | 0% | 3% | 0% | 5% | 100% | IMME-POLY | IMME-LAB | INITIAL_RULESET:POLYMER | 88% | REQUIRES BACKTEST | LOW | Explicit polymer/plastic wording.
EXP-0181 | SUB-0181 | SUBCATEGORY | BC-0014 | Inspection route section (access pipe) | 10% | 0% | 0% | 0% | 0% | 0% | 42% | 25% | 3% | 6% | 6% | 0% | 3% | 0% | 5% | 100% | IMME-POLY | IMME-LAB | INITIAL_RULESET:POLYMER | 88% | REQUIRES BACKTEST | LOW | Explicit polymer/plastic wording.
EXP-0182 | SUB-0182 | SUBCATEGORY | BC-0014 | Line retaining support (pipe clip) | 10% | 0% | 0% | 0% | 0% | 0% | 42% | 25% | 3% | 6% | 6% | 0% | 3% | 0% | 5% | 100% | IMME-POLY | IMME-LAB | INITIAL_RULESET:POLYMER | 88% | REQUIRES BACKTEST | LOW | Explicit polymer/plastic wording.
EXP-0183 | SUB-0183 | SUBCATEGORY | BC-0014 | Inspection closure point (access plug) | 10% | 0% | 0% | 0% | 0% | 0% | 42% | 25% | 3% | 6% | 6% | 0% | 3% | 0% | 5% | 100% | IMME-POLY | IMME-LAB | INITIAL_RULESET:POLYMER | 88% | REQUIRES BACKTEST | LOW | Explicit polymer/plastic wording.
EXP-0184 | SUB-0184 | SUBCATEGORY | BC-0014 | Join interfaces (couplings) | 10% | 0% | 0% | 0% | 0% | 0% | 42% | 25% | 3% | 6% | 6% | 0% | 3% | 0% | 5% | 100% | IMME-POLY | IMME-LAB | INITIAL_RULESET:POLYMER | 88% | REQUIRES BACKTEST | LOW | Explicit polymer/plastic wording.
EXP-0185 | SUB-0185 | SUBCATEGORY | BC-0014 | Demountable join interface (union) | 10% | 0% | 0% | 0% | 0% | 0% | 42% | 25% | 3% | 6% | 6% | 0% | 3% | 0% | 5% | 100% | IMME-POLY | IMME-LAB | INITIAL_RULESET:POLYMER | 88% | REQUIRES BACKTEST | LOW | Explicit polymer/plastic wording.
EXP-0186 | SUB-0186 | SUBCATEGORY | BC-0014 | Socket transition interface (socket) | 10% | 0% | 0% | 0% | 0% | 0% | 42% | 25% | 3% | 6% | 6% | 0% | 3% | 0% | 5% | 100% | IMME-POLY | IMME-LAB | INITIAL_RULESET:POLYMER | 88% | REQUIRES BACKTEST | LOW | Explicit polymer/plastic wording.
EXP-0187 | SUB-0187 | SUBCATEGORY | BC-0014 | Route-change geometry (bend) | 10% | 0% | 0% | 0% | 0% | 0% | 42% | 25% | 3% | 6% | 6% | 0% | 3% | 0% | 5% | 100% | IMME-POLY | IMME-LAB | INITIAL_RULESET:POLYMER | 88% | REQUIRES BACKTEST | LOW | Explicit polymer/plastic wording.
EXP-0188 | SUB-0188 | SUBCATEGORY | BC-0014 | Swept branch node (swept tee) | 10% | 0% | 0% | 0% | 0% | 0% | 42% | 25% | 3% | 6% | 6% | 0% | 3% | 0% | 5% | 100% | IMME-POLY | IMME-LAB | INITIAL_RULESET:POLYMER | 88% | REQUIRES BACKTEST | LOW | Explicit polymer/plastic wording.
EXP-0189 | SUB-0189 | SUBCATEGORY | BC-0014 | Foot outlet transition (shoe) | 10% | 0% | 0% | 0% | 0% | 0% | 42% | 25% | 3% | 6% | 6% | 0% | 3% | 0% | 5% | 100% | IMME-POLY | IMME-LAB | INITIAL_RULESET:POLYMER | 88% | REQUIRES BACKTEST | LOW | Explicit polymer/plastic wording.
EXP-0190 | SUB-0190 | SUBCATEGORY | BC-0014 | Branch node fittings (branch) | 10% | 0% | 0% | 0% | 0% | 0% | 42% | 25% | 3% | 6% | 6% | 0% | 3% | 0% | 5% | 100% | IMME-POLY | IMME-LAB | INITIAL_RULESET:POLYMER | 88% | REQUIRES BACKTEST | LOW | Explicit polymer/plastic wording.
EXP-0191 | SUB-0191 | SUBCATEGORY | BC-0014 | Threaded metal adapter (male/female iron adaptor) | 10% | 0% | 0% | 0% | 0% | 0% | 42% | 25% | 3% | 6% | 6% | 0% | 3% | 0% | 5% | 100% | IMME-POLY | IMME-LAB | INITIAL_RULESET:POLYMER | 88% | REQUIRES BACKTEST | LOW | Explicit polymer/plastic wording.
EXP-0192 | SUB-0192 | SUBCATEGORY | BC-0014 | Nut-lock transition (nut adaptor) | 10% | 0% | 0% | 0% | 0% | 0% | 42% | 25% | 3% | 6% | 6% | 0% | 3% | 0% | 5% | 100% | IMME-POLY | IMME-LAB | INITIAL_RULESET:POLYMER | 88% | REQUIRES BACKTEST | LOW | Explicit polymer/plastic wording.
EXP-0193 | SUB-0193 | SUBCATEGORY | BC-0014 | Line stop point (stop end) | 10% | 0% | 0% | 0% | 0% | 0% | 42% | 25% | 3% | 6% | 6% | 0% | 3% | 0% | 5% | 100% | IMME-POLY | IMME-LAB | INITIAL_RULESET:POLYMER | 88% | REQUIRES BACKTEST | LOW | Explicit polymer/plastic wording.
EXP-0194 | SUB-0194 | SUBCATEGORY | BC-0014 | Angular route interface (angle) | 10% | 0% | 0% | 0% | 0% | 0% | 42% | 25% | 3% | 6% | 6% | 0% | 3% | 0% | 5% | 100% | IMME-POLY | IMME-LAB | INITIAL_RULESET:POLYMER | 88% | REQUIRES BACKTEST | LOW | Explicit polymer/plastic wording.
EXP-0195 | SUB-0195 | SUBCATEGORY | BC-0014 | Roof discharge interface (roof outlet) | 10% | 0% | 0% | 0% | 0% | 0% | 42% | 25% | 3% | 6% | 6% | 0% | 3% | 0% | 5% | 100% | IMME-POLY | IMME-LAB | INITIAL_RULESET:POLYMER | 88% | REQUIRES BACKTEST | LOW | Explicit polymer/plastic wording.
EXP-0196 | SUB-0196 | SUBCATEGORY | BC-0014 | Waste service route (waste pipe) | 10% | 0% | 0% | 0% | 0% | 0% | 42% | 25% | 3% | 6% | 6% | 0% | 3% | 0% | 5% | 100% | IMME-POLY | IMME-LAB | INITIAL_RULESET:POLYMER | 88% | REQUIRES BACKTEST | LOW | Explicit polymer/plastic wording.
EXP-0197 | SUB-0197 | SUBCATEGORY | BC-0014 | Inspection route section (access pipe) | 10% | 0% | 0% | 0% | 0% | 0% | 42% | 25% | 3% | 6% | 6% | 0% | 3% | 0% | 5% | 100% | IMME-POLY | IMME-LAB | INITIAL_RULESET:POLYMER | 88% | REQUIRES BACKTEST | LOW | Explicit polymer/plastic wording.
EXP-0198 | SUB-0198 | SUBCATEGORY | BC-0014 | Line retaining support (pipe clip) | 10% | 0% | 0% | 0% | 0% | 0% | 42% | 25% | 3% | 6% | 6% | 0% | 3% | 0% | 5% | 100% | IMME-POLY | IMME-LAB | INITIAL_RULESET:POLYMER | 88% | REQUIRES BACKTEST | LOW | Explicit polymer/plastic wording.
EXP-0199 | SUB-0199 | SUBCATEGORY | BC-0014 | Inspection closure point (access plug) | 10% | 0% | 0% | 0% | 0% | 0% | 42% | 25% | 3% | 6% | 6% | 0% | 3% | 0% | 5% | 100% | IMME-POLY | IMME-LAB | INITIAL_RULESET:POLYMER | 88% | REQUIRES BACKTEST | LOW | Explicit polymer/plastic wording.
EXP-0200 | SUB-0200 | SUBCATEGORY | BC-0014 | Join interfaces (couplings) | 10% | 0% | 0% | 0% | 0% | 0% | 42% | 25% | 3% | 6% | 6% | 0% | 3% | 0% | 5% | 100% | IMME-POLY | IMME-LAB | INITIAL_RULESET:POLYMER | 88% | REQUIRES BACKTEST | LOW | Explicit polymer/plastic wording.
EXP-0201 | SUB-0201 | SUBCATEGORY | BC-0014 | Demountable join interface (union) | 10% | 0% | 0% | 0% | 0% | 0% | 42% | 25% | 3% | 6% | 6% | 0% | 3% | 0% | 5% | 100% | IMME-POLY | IMME-LAB | INITIAL_RULESET:POLYMER | 88% | REQUIRES BACKTEST | LOW | Explicit polymer/plastic wording.
EXP-0202 | SUB-0202 | SUBCATEGORY | BC-0014 | Socket transition interface (socket) | 10% | 0% | 0% | 0% | 0% | 0% | 42% | 25% | 3% | 6% | 6% | 0% | 3% | 0% | 5% | 100% | IMME-POLY | IMME-LAB | INITIAL_RULESET:POLYMER | 88% | REQUIRES BACKTEST | LOW | Explicit polymer/plastic wording.
EXP-0203 | SUB-0203 | SUBCATEGORY | BC-0014 | Route-change geometry (bend) | 10% | 0% | 0% | 0% | 0% | 0% | 42% | 25% | 3% | 6% | 6% | 0% | 3% | 0% | 5% | 100% | IMME-POLY | IMME-LAB | INITIAL_RULESET:POLYMER | 88% | REQUIRES BACKTEST | LOW | Explicit polymer/plastic wording.
EXP-0204 | SUB-0204 | SUBCATEGORY | BC-0014 | Swept branch node (swept tee) | 10% | 0% | 0% | 0% | 0% | 0% | 42% | 25% | 3% | 6% | 6% | 0% | 3% | 0% | 5% | 100% | IMME-POLY | IMME-LAB | INITIAL_RULESET:POLYMER | 88% | REQUIRES BACKTEST | LOW | Explicit polymer/plastic wording.
EXP-0205 | SUB-0205 | SUBCATEGORY | BC-0014 | Foot outlet transition (shoe) | 10% | 0% | 0% | 0% | 0% | 0% | 42% | 25% | 3% | 6% | 6% | 0% | 3% | 0% | 5% | 100% | IMME-POLY | IMME-LAB | INITIAL_RULESET:POLYMER | 88% | REQUIRES BACKTEST | LOW | Explicit polymer/plastic wording.
EXP-0206 | SUB-0206 | SUBCATEGORY | BC-0014 | Branch node fittings (branch) | 10% | 0% | 0% | 0% | 0% | 0% | 42% | 25% | 3% | 6% | 6% | 0% | 3% | 0% | 5% | 100% | IMME-POLY | IMME-LAB | INITIAL_RULESET:POLYMER | 88% | REQUIRES BACKTEST | LOW | Explicit polymer/plastic wording.
EXP-0207 | SUB-0207 | SUBCATEGORY | BC-0014 | Threaded metal adapter (male/female iron adaptor) | 10% | 0% | 0% | 0% | 0% | 0% | 42% | 25% | 3% | 6% | 6% | 0% | 3% | 0% | 5% | 100% | IMME-POLY | IMME-LAB | INITIAL_RULESET:POLYMER | 88% | REQUIRES BACKTEST | LOW | Explicit polymer/plastic wording.
EXP-0208 | SUB-0208 | SUBCATEGORY | BC-0014 | Nut-lock transition (nut adaptor) | 10% | 0% | 0% | 0% | 0% | 0% | 42% | 25% | 3% | 6% | 6% | 0% | 3% | 0% | 5% | 100% | IMME-POLY | IMME-LAB | INITIAL_RULESET:POLYMER | 88% | REQUIRES BACKTEST | LOW | Explicit polymer/plastic wording.
EXP-0209 | SUB-0209 | SUBCATEGORY | BC-0014 | Line stop point (stop end) | 10% | 0% | 0% | 0% | 0% | 0% | 42% | 25% | 3% | 6% | 6% | 0% | 3% | 0% | 5% | 100% | IMME-POLY | IMME-LAB | INITIAL_RULESET:POLYMER | 88% | REQUIRES BACKTEST | LOW | Explicit polymer/plastic wording.
EXP-0210 | SUB-0210 | SUBCATEGORY | BC-0014 | Angular route interface (angle) | 10% | 0% | 0% | 0% | 0% | 0% | 42% | 25% | 3% | 6% | 6% | 0% | 3% | 0% | 5% | 100% | IMME-POLY | IMME-LAB | INITIAL_RULESET:POLYMER | 88% | REQUIRES BACKTEST | LOW | Explicit polymer/plastic wording.
EXP-0211 | SUB-0211 | SUBCATEGORY | BC-0014 | Roof discharge interface (roof outlet) | 10% | 0% | 0% | 0% | 0% | 0% | 42% | 25% | 3% | 6% | 6% | 0% | 3% | 0% | 5% | 100% | IMME-POLY | IMME-LAB | INITIAL_RULESET:POLYMER | 88% | REQUIRES BACKTEST | LOW | Explicit polymer/plastic wording.
EXP-0212 | SUB-0212 | SUBCATEGORY | BC-0014 | Linear service route (pipe) | 25% | 4% | 6% | 0% | 0% | 0% | 5% | 25% | 20% | 3% | 5% | 0% | 0% | 0% | 7% | 100% | IMME-CORE | IMME-LAB | INITIAL_RULESET:MISC_GENERAL | 60% | REQUIRES BACKTEST | HIGH | Broad mechanical category.
EXP-0213 | SUB-0213 | SUBCATEGORY | BC-0014 | IMME Air route component (Ductile Iron Pipe) | 8% | 0% | 45% | 0% | 2% | 0% | 0% | 25% | 3% | 7% | 5% | 0% | 0% | 0% | 5% | 100% | IMME-FE | IMME-LAB | INITIAL_RULESET:STEEL_PIPE | 84% | REQUIRES BACKTEST | LOW | Explicit ferrous wording.
EXP-0214 | SUB-0214 | SUBCATEGORY | BC-0014 | IMME Support interface component (Support brackets) | 25% | 4% | 6% | 0% | 0% | 0% | 5% | 25% | 20% | 3% | 5% | 0% | 0% | 0% | 7% | 100% | IMME-CORE | IMME-LAB | INITIAL_RULESET:MISC_GENERAL | 60% | REQUIRES BACKTEST | HIGH | Broad mechanical category.
EXP-0215 | SUB-0215 | SUBCATEGORY | BC-0014 | IMME Support interface component (Heavy-duty stack support brackets) | 25% | 4% | 6% | 0% | 0% | 0% | 5% | 25% | 20% | 3% | 5% | 0% | 0% | 0% | 7% | 100% | IMME-CORE | IMME-LAB | INITIAL_RULESET:MISC_GENERAL | 60% | REQUIRES BACKTEST | HIGH | Broad mechanical category.
EXP-0216 | SUB-0216 | SUBCATEGORY | BC-0014 | Join interfaces (couplings) | 25% | 4% | 6% | 0% | 0% | 0% | 5% | 25% | 20% | 3% | 5% | 0% | 0% | 0% | 7% | 100% | IMME-CORE | IMME-LAB | INITIAL_RULESET:MISC_GENERAL | 60% | REQUIRES BACKTEST | HIGH | Broad mechanical category.
EXP-0217 | SUB-0217 | SUBCATEGORY | BC-0014 | Diameter transition interface (reducer) | 25% | 4% | 6% | 0% | 0% | 0% | 5% | 25% | 20% | 3% | 5% | 0% | 0% | 0% | 7% | 100% | IMME-CORE | IMME-LAB | INITIAL_RULESET:MISC_GENERAL | 60% | REQUIRES BACKTEST | HIGH | Broad mechanical category.
EXP-0218 | SUB-0218 | SUBCATEGORY | BC-0014 | Blanking seal point (blank cap) | 25% | 4% | 6% | 0% | 0% | 0% | 5% | 25% | 20% | 3% | 5% | 0% | 0% | 0% | 7% | 100% | IMME-CORE | IMME-LAB | INITIAL_RULESET:MISC_GENERAL | 60% | REQUIRES BACKTEST | HIGH | Broad mechanical category.
EXP-0219 | SUB-0219 | SUBCATEGORY | BC-0014 | Line stop point (stop end) | 25% | 4% | 6% | 0% | 0% | 0% | 5% | 25% | 20% | 3% | 5% | 0% | 0% | 0% | 7% | 100% | IMME-CORE | IMME-LAB | INITIAL_RULESET:MISC_GENERAL | 60% | REQUIRES BACKTEST | HIGH | Broad mechanical category.
EXP-0220 | SUB-0220 | SUBCATEGORY | BC-0014 | Route-change geometry (bend) | 25% | 4% | 6% | 0% | 0% | 0% | 5% | 25% | 20% | 3% | 5% | 0% | 0% | 0% | 7% | 100% | IMME-CORE | IMME-LAB | INITIAL_RULESET:MISC_GENERAL | 60% | REQUIRES BACKTEST | HIGH | Broad mechanical category.
EXP-0221 | SUB-0221 | SUBCATEGORY | BC-0014 | Demountable join interface (union) | 25% | 4% | 6% | 0% | 0% | 0% | 5% | 25% | 20% | 3% | 5% | 0% | 0% | 0% | 7% | 100% | IMME-CORE | IMME-LAB | INITIAL_RULESET:MISC_GENERAL | 60% | REQUIRES BACKTEST | HIGH | Broad mechanical category.
EXP-0222 | SUB-0222 | SUBCATEGORY | BC-0014 | IMME Socket interface (Socket + spigot adapters) | 25% | 4% | 6% | 0% | 0% | 0% | 5% | 25% | 20% | 3% | 5% | 0% | 0% | 0% | 7% | 100% | IMME-CORE | IMME-LAB | INITIAL_RULESET:MISC_GENERAL | 60% | REQUIRES BACKTEST | HIGH | Broad mechanical category.
EXP-0223 | SUB-0223 | SUBCATEGORY | BC-0014 | Foot outlet transition (shoe) | 25% | 4% | 6% | 0% | 0% | 0% | 5% | 25% | 20% | 3% | 5% | 0% | 0% | 0% | 7% | 100% | IMME-CORE | IMME-LAB | INITIAL_RULESET:MISC_GENERAL | 60% | REQUIRES BACKTEST | HIGH | Broad mechanical category.
EXP-0224 | SUB-0224 | SUBCATEGORY | BC-0014 | In-line discharge outlet (running outlet) | 25% | 4% | 6% | 0% | 0% | 0% | 5% | 25% | 20% | 3% | 5% | 0% | 0% | 0% | 7% | 100% | IMME-CORE | IMME-LAB | INITIAL_RULESET:MISC_GENERAL | 60% | REQUIRES BACKTEST | HIGH | Broad mechanical category.
EXP-0225 | SUB-0225 | SUBCATEGORY | BC-0014 | Inspection route section (access pipe) | 25% | 4% | 6% | 0% | 0% | 0% | 5% | 25% | 20% | 3% | 5% | 0% | 0% | 0% | 7% | 100% | IMME-CORE | IMME-LAB | INITIAL_RULESET:MISC_GENERAL | 60% | REQUIRES BACKTEST | HIGH | Broad mechanical category.
EXP-0226 | SUB-0226 | SUBCATEGORY | BC-0014 | Inspection door interface (access door) | 25% | 4% | 6% | 0% | 0% | 0% | 5% | 25% | 20% | 3% | 5% | 0% | 0% | 0% | 7% | 100% | IMME-CORE | IMME-LAB | INITIAL_RULESET:MISC_GENERAL | 60% | REQUIRES BACKTEST | HIGH | Broad mechanical category.
EXP-0227 | SUB-0227 | SUBCATEGORY | BC-0014 | Branch node fitting (branch) | 25% | 4% | 6% | 0% | 0% | 0% | 5% | 25% | 20% | 3% | 5% | 0% | 0% | 0% | 7% | 100% | IMME-CORE | IMME-LAB | INITIAL_RULESET:MISC_GENERAL | 60% | REQUIRES BACKTEST | HIGH | Broad mechanical category.
EXP-0228 | SUB-0228 | SUBCATEGORY | BC-0014 | Movement allowance connector (movement connector) | 25% | 4% | 6% | 0% | 0% | 0% | 5% | 25% | 20% | 3% | 5% | 0% | 0% | 0% | 7% | 100% | IMME-CORE | IMME-LAB | INITIAL_RULESET:MISC_GENERAL | 60% | REQUIRES BACKTEST | HIGH | Broad mechanical category.
EXP-0229 | SUB-0229 | SUBCATEGORY | BC-0014 | Expansion closure point (expansion plug) | 25% | 4% | 6% | 0% | 0% | 0% | 5% | 25% | 20% | 3% | 5% | 0% | 0% | 0% | 7% | 100% | IMME-CORE | IMME-LAB | INITIAL_RULESET:MISC_GENERAL | 60% | REQUIRES BACKTEST | HIGH | Broad mechanical category.
EXP-0230 | SUB-0230 | SUBCATEGORY | BC-0014 | Water-seal trap interface (P trap) | 25% | 4% | 6% | 0% | 0% | 0% | 5% | 25% | 20% | 3% | 5% | 0% | 0% | 0% | 7% | 100% | IMME-CORE | IMME-LAB | INITIAL_RULESET:MISC_GENERAL | 60% | REQUIRES BACKTEST | HIGH | Broad mechanical category.
EXP-0231 | SUB-0231 | SUBCATEGORY | BC-0014 | Cleaning access point (rodding eye) | 25% | 4% | 6% | 0% | 0% | 0% | 5% | 25% | 20% | 3% | 5% | 0% | 0% | 0% | 7% | 100% | IMME-CORE | IMME-LAB | INITIAL_RULESET:MISC_GENERAL | 60% | REQUIRES BACKTEST | HIGH | Broad mechanical category.
EXP-0232 | SUB-0232 | SUBCATEGORY | BC-0014 | Drainage cover point (grate) | 25% | 4% | 6% | 0% | 0% | 0% | 5% | 25% | 20% | 3% | 5% | 0% | 0% | 0% | 7% | 100% | IMME-CORE | IMME-LAB | INITIAL_RULESET:MISC_GENERAL | 60% | REQUIRES BACKTEST | HIGH | Broad mechanical category.
EXP-0233 | SUB-0233 | SUBCATEGORY | BC-0014 | Rainwater collection head (rainwater head) | 25% | 4% | 6% | 0% | 0% | 0% | 5% | 25% | 20% | 3% | 5% | 0% | 0% | 0% | 7% | 100% | IMME-CORE | IMME-LAB | INITIAL_RULESET:MISC_GENERAL | 60% | REQUIRES BACKTEST | HIGH | Broad mechanical category.
EXP-0234 | SUB-0234 | SUBCATEGORY | BC-0014 | Linear service route (pipework) | 8% | 48% | 0% | 0% | 0% | 0% | 3% | 25% | 2% | 4% | 5% | 0% | 0% | 0% | 5% | 100% | IMME-CU | IMME-LAB | INITIAL_RULESET:COPPER_PIPE | 88% | REQUIRES BACKTEST | LOW | Explicit copper/brass/bronze wording.
EXP-0235 | SUB-0235 | SUBCATEGORY | BC-0014 | Saddle retaining band (saddle band) | 8% | 48% | 0% | 0% | 0% | 0% | 3% | 25% | 2% | 4% | 5% | 0% | 0% | 0% | 5% | 100% | IMME-CU | IMME-LAB | INITIAL_RULESET:COPPER_PIPE | 88% | REQUIRES BACKTEST | LOW | Explicit copper/brass/bronze wording.
EXP-0236 | SUB-0236 | SUBCATEGORY | BC-0014 | Line retaining support (pipe clip/bracket) | 8% | 48% | 0% | 0% | 0% | 0% | 3% | 25% | 2% | 4% | 5% | 0% | 0% | 0% | 5% | 100% | IMME-CU | IMME-LAB | INITIAL_RULESET:COPPER_PIPE | 88% | REQUIRES BACKTEST | LOW | Explicit copper/brass/bronze wording.
EXP-0237 | SUB-0237 | SUBCATEGORY | BC-0014 | Line stop point (stop end) | 8% | 48% | 0% | 0% | 0% | 0% | 3% | 25% | 2% | 4% | 5% | 0% | 0% | 0% | 5% | 100% | IMME-CU | IMME-LAB | INITIAL_RULESET:COPPER_PIPE | 88% | REQUIRES BACKTEST | LOW | Explicit copper/brass/bronze wording.
EXP-0238 | SUB-0238 | SUBCATEGORY | BC-0014 | Join interfaces (couplings) | 8% | 48% | 0% | 0% | 0% | 0% | 3% | 25% | 2% | 4% | 5% | 0% | 0% | 0% | 5% | 100% | IMME-CU | IMME-LAB | INITIAL_RULESET:COPPER_PIPE | 88% | REQUIRES BACKTEST | LOW | Explicit copper/brass/bronze wording.
EXP-0239 | SUB-0239 | SUBCATEGORY | BC-0014 | Adaptor diameter join (adaptor/reducer coupling) | 8% | 48% | 0% | 0% | 0% | 0% | 3% | 25% | 2% | 4% | 5% | 0% | 0% | 0% | 5% | 100% | IMME-CU | IMME-LAB | INITIAL_RULESET:COPPER_PIPE | 88% | REQUIRES BACKTEST | LOW | Explicit copper/brass/bronze wording.
EXP-0240 | SUB-0240 | SUBCATEGORY | BC-0014 | Unionised join interface (union/coupling) | 8% | 48% | 0% | 0% | 0% | 0% | 3% | 25% | 2% | 4% | 5% | 0% | 0% | 0% | 5% | 100% | IMME-CU | IMME-LAB | INITIAL_RULESET:COPPER_PIPE | 88% | REQUIRES BACKTEST | LOW | Explicit copper/brass/bronze wording.
EXP-0241 | SUB-0241 | SUBCATEGORY | BC-0014 | Fixture connection point (tank/tap connector) | 8% | 48% | 0% | 0% | 0% | 0% | 3% | 25% | 2% | 4% | 5% | 0% | 0% | 0% | 5% | 100% | IMME-CU | IMME-LAB | INITIAL_RULESET:COPPER_PIPE | 88% | REQUIRES BACKTEST | LOW | Explicit copper/brass/bronze wording.
EXP-0242 | SUB-0242 | SUBCATEGORY | BC-0014 | Threaded service connector (male/female connector) | 8% | 48% | 0% | 0% | 0% | 0% | 3% | 25% | 2% | 4% | 5% | 0% | 0% | 0% | 5% | 100% | IMME-CU | IMME-LAB | INITIAL_RULESET:COPPER_PIPE | 88% | REQUIRES BACKTEST | LOW | Explicit copper/brass/bronze wording.
EXP-0243 | SUB-0243 | SUBCATEGORY | BC-0014 | IMME Connection interface component (Flanged connector) | 8% | 48% | 0% | 0% | 0% | 0% | 3% | 25% | 2% | 4% | 5% | 0% | 0% | 0% | 5% | 100% | IMME-CU | IMME-LAB | INITIAL_RULESET:COPPER_PIPE | 88% | REQUIRES BACKTEST | LOW | Explicit copper/brass/bronze wording.
EXP-0244 | SUB-0244 | SUBCATEGORY | BC-0014 | Straight-line connector (straight connector) | 8% | 48% | 0% | 0% | 0% | 0% | 3% | 25% | 2% | 4% | 5% | 0% | 0% | 0% | 5% | 100% | IMME-CU | IMME-LAB | INITIAL_RULESET:COPPER_PIPE | 88% | REQUIRES BACKTEST | LOW | Explicit copper/brass/bronze wording.
EXP-0245 | SUB-0245 | SUBCATEGORY | BC-0014 | Diameter transition interface (reducer) | 8% | 48% | 0% | 0% | 0% | 0% | 3% | 25% | 2% | 4% | 5% | 0% | 0% | 0% | 5% | 100% | IMME-CU | IMME-LAB | INITIAL_RULESET:COPPER_PIPE | 88% | REQUIRES BACKTEST | LOW | Explicit copper/brass/bronze wording.
EXP-0246 | SUB-0246 | SUBCATEGORY | BC-0014 | Threaded iron connector (male/female iron) | 8% | 48% | 0% | 0% | 0% | 0% | 3% | 25% | 2% | 4% | 5% | 0% | 0% | 0% | 5% | 100% | IMME-CU | IMME-LAB | INITIAL_RULESET:COPPER_PIPE | 88% | REQUIRES BACKTEST | LOW | Explicit copper/brass/bronze wording.
EXP-0247 | SUB-0247 | SUBCATEGORY | BC-0014 | IMME component class (Straight union adapters) | 8% | 48% | 0% | 0% | 0% | 0% | 3% | 25% | 2% | 4% | 5% | 0% | 0% | 0% | 5% | 100% | IMME-CU | IMME-LAB | INITIAL_RULESET:COPPER_PIPE | 88% | REQUIRES BACKTEST | LOW | Explicit copper/brass/bronze wording.
EXP-0248 | SUB-0248 | SUBCATEGORY | BC-0014 | IMME component class (Male/female nipples) | 8% | 48% | 0% | 0% | 0% | 0% | 3% | 25% | 2% | 4% | 5% | 0% | 0% | 0% | 5% | 100% | IMME-CU | IMME-LAB | INITIAL_RULESET:COPPER_PIPE | 88% | REQUIRES BACKTEST | LOW | Explicit copper/brass/bronze wording.
EXP-0249 | SUB-0249 | SUBCATEGORY | BC-0014 | Equal branch node (equal tee) | 8% | 48% | 0% | 0% | 0% | 0% | 3% | 25% | 2% | 4% | 5% | 0% | 0% | 0% | 5% | 100% | IMME-CU | IMME-LAB | INITIAL_RULESET:COPPER_PIPE | 88% | REQUIRES BACKTEST | LOW | Explicit copper/brass/bronze wording.
EXP-0250 | SUB-0250 | SUBCATEGORY | BC-0014 | Stepped branch node (reducing tee) | 8% | 48% | 0% | 0% | 0% | 0% | 3% | 25% | 2% | 4% | 5% | 0% | 0% | 0% | 5% | 100% | IMME-CU | IMME-LAB | INITIAL_RULESET:COPPER_PIPE | 88% | REQUIRES BACKTEST | LOW | Explicit copper/brass/bronze wording.
EXP-0251 | SUB-0251 | SUBCATEGORY | BC-0014 | IMME Branch node component (Reducing branch fittings) | 8% | 48% | 0% | 0% | 0% | 0% | 3% | 25% | 2% | 4% | 5% | 0% | 0% | 0% | 5% | 100% | IMME-CU | IMME-LAB | INITIAL_RULESET:COPPER_PIPE | 88% | REQUIRES BACKTEST | LOW | Explicit copper/brass/bronze wording.
EXP-0252 | SUB-0252 | SUBCATEGORY | BC-0014 | Four-way node fittings (cross) | 8% | 48% | 0% | 0% | 0% | 0% | 3% | 25% | 2% | 4% | 5% | 0% | 0% | 0% | 5% | 100% | IMME-CU | IMME-LAB | INITIAL_RULESET:COPPER_PIPE | 88% | REQUIRES BACKTEST | LOW | Explicit copper/brass/bronze wording.
EXP-0253 | SUB-0253 | SUBCATEGORY | BC-0014 | IMME component class (Elbow fittings) | 8% | 48% | 0% | 0% | 0% | 0% | 3% | 25% | 2% | 4% | 5% | 0% | 0% | 0% | 5% | 100% | IMME-CU | IMME-LAB | INITIAL_RULESET:COPPER_PIPE | 88% | REQUIRES BACKTEST | LOW | Explicit copper/brass/bronze wording.
EXP-0254 | SUB-0254 | SUBCATEGORY | BC-0014 | IMME Bolted interface component (Composite flange interface) | 8% | 48% | 0% | 0% | 0% | 0% | 3% | 25% | 2% | 4% | 5% | 0% | 0% | 0% | 5% | 100% | IMME-CU | IMME-LAB | INITIAL_RULESET:COPPER_PIPE | 88% | REQUIRES BACKTEST | LOW | Explicit copper/brass/bronze wording.
EXP-0255 | SUB-0255 | SUBCATEGORY | BC-0014 | Bronze bolted interface (bronze flange) | 8% | 48% | 0% | 0% | 0% | 0% | 3% | 25% | 2% | 4% | 5% | 0% | 0% | 0% | 5% | 100% | IMME-CU | IMME-LAB | INITIAL_RULESET:COPPER_PIPE | 88% | REQUIRES BACKTEST | LOW | Explicit copper/brass/bronze wording.
EXP-0256 | SUB-0256 | SUBCATEGORY | BC-0014 | IMME Press-fit connection component (Press-fit couplings) | 8% | 48% | 0% | 0% | 0% | 0% | 3% | 25% | 2% | 4% | 5% | 0% | 0% | 0% | 5% | 100% | IMME-CU | IMME-LAB | INITIAL_RULESET:COPPER_PIPE | 88% | REQUIRES BACKTEST | LOW | Explicit copper/brass/bronze wording.
EXP-0257 | SUB-0257 | SUBCATEGORY | BC-0014 | IMME Press-fit connection component (Press-fit stop-end closures) | 8% | 48% | 0% | 0% | 0% | 0% | 3% | 25% | 2% | 4% | 5% | 0% | 0% | 0% | 5% | 100% | IMME-CU | IMME-LAB | INITIAL_RULESET:COPPER_PIPE | 88% | REQUIRES BACKTEST | LOW | Explicit copper/brass/bronze wording.
EXP-0258 | SUB-0258 | SUBCATEGORY | BC-0014 | IMME Press-fit connection component (Press-fit reducers) | 8% | 48% | 0% | 0% | 0% | 0% | 3% | 25% | 2% | 4% | 5% | 0% | 0% | 0% | 5% | 100% | IMME-CU | IMME-LAB | INITIAL_RULESET:COPPER_PIPE | 88% | REQUIRES BACKTEST | LOW | Explicit copper/brass/bronze wording.
EXP-0259 | SUB-0259 | SUBCATEGORY | BC-0014 | IMME Press-fit connection component (Press-fit elbows) | 8% | 48% | 0% | 0% | 0% | 0% | 3% | 25% | 2% | 4% | 5% | 0% | 0% | 0% | 5% | 100% | IMME-CU | IMME-LAB | INITIAL_RULESET:COPPER_PIPE | 88% | REQUIRES BACKTEST | LOW | Explicit copper/brass/bronze wording.
EXP-0260 | SUB-0260 | SUBCATEGORY | BC-0014 | IMME Press-fit connection component (Press-fit tee fittings) | 8% | 48% | 0% | 0% | 0% | 0% | 3% | 25% | 2% | 4% | 5% | 0% | 0% | 0% | 5% | 100% | IMME-CU | IMME-LAB | INITIAL_RULESET:COPPER_PIPE | 88% | REQUIRES BACKTEST | LOW | Explicit copper/brass/bronze wording.
EXP-0261 | SUB-0261 | SUBCATEGORY | BC-0014 | IMME Press-fit connection component (Press-fit reducing tee fittings) | 8% | 48% | 0% | 0% | 0% | 0% | 3% | 25% | 2% | 4% | 5% | 0% | 0% | 0% | 5% | 100% | IMME-CU | IMME-LAB | INITIAL_RULESET:COPPER_PIPE | 88% | REQUIRES BACKTEST | LOW | Explicit copper/brass/bronze wording.
EXP-0262 | SUB-0262 | SUBCATEGORY | BC-0014 | IMME size/duty mark — Press-fit male connectors | 8% | 48% | 0% | 0% | 0% | 0% | 3% | 25% | 2% | 4% | 5% | 0% | 0% | 0% | 5% | 100% | IMME-CU | IMME-LAB | INITIAL_RULESET:COPPER_PIPE | 88% | REQUIRES BACKTEST | LOW | Explicit copper/brass/bronze wording.
EXP-0263 | SUB-0263 | SUBCATEGORY | BC-0014 | IMME component class (Compression-to-copper joints) | 8% | 48% | 0% | 0% | 0% | 0% | 3% | 25% | 2% | 4% | 5% | 0% | 0% | 0% | 5% | 100% | IMME-CU | IMME-LAB | INITIAL_RULESET:COPPER_PIPE | 88% | REQUIRES BACKTEST | LOW | Explicit copper/brass/bronze wording.
EXP-0264 | SUB-0264 | SUBCATEGORY | BC-0014 | IMME Flow control component (Brass ball valves) | 8% | 48% | 0% | 0% | 0% | 0% | 3% | 25% | 2% | 4% | 5% | 0% | 0% | 0% | 5% | 100% | IMME-CU | IMME-LAB | INITIAL_RULESET:COPPER_PIPE | 88% | REQUIRES BACKTEST | LOW | Explicit copper/brass/bronze wording.
EXP-0265 | SUB-0265 | SUBCATEGORY | BC-0014 | IMME Flow control component (Gate valves) | 8% | 48% | 0% | 0% | 0% | 0% | 3% | 25% | 2% | 4% | 5% | 0% | 0% | 0% | 5% | 100% | IMME-CU | IMME-LAB | INITIAL_RULESET:COPPER_PIPE | 88% | REQUIRES BACKTEST | LOW | Explicit copper/brass/bronze wording.
EXP-0266 | SUB-0266 | SUBCATEGORY | BC-0014 | IMME Flow control component (Stopcock valves) | 8% | 48% | 0% | 0% | 0% | 0% | 3% | 25% | 2% | 4% | 5% | 0% | 0% | 0% | 5% | 100% | IMME-CU | IMME-LAB | INITIAL_RULESET:COPPER_PIPE | 88% | REQUIRES BACKTEST | LOW | Explicit copper/brass/bronze wording.
EXP-0267 | SUB-0267 | SUBCATEGORY | BC-0014 | IMME Flow control component (Double-union stopcock valves) | 8% | 48% | 0% | 0% | 0% | 0% | 3% | 25% | 2% | 4% | 5% | 0% | 0% | 0% | 5% | 100% | IMME-CU | IMME-LAB | INITIAL_RULESET:COPPER_PIPE | 88% | REQUIRES BACKTEST | LOW | Explicit copper/brass/bronze wording.
EXP-0268 | SUB-0268 | SUBCATEGORY | BC-0014 | Linear service route (pipework) | 7% | 0% | 28% | 0% | 0% | 17% | 0% | 25% | 6% | 7% | 5% | 0% | 0% | 0% | 5% | 100% | IMME-FE | IMME-LAB | INITIAL_RULESET:STAINLESS | 90% | REQUIRES BACKTEST | LOW | Explicit stainless wording.
EXP-0269 | SUB-0269 | SUBCATEGORY | BC-0014 | Ring support assembly (pipe ring/bracket) | 7% | 0% | 28% | 0% | 0% | 17% | 0% | 25% | 6% | 7% | 5% | 0% | 0% | 0% | 5% | 100% | IMME-FE | IMME-LAB | INITIAL_RULESET:STAINLESS | 90% | REQUIRES BACKTEST | LOW | Explicit stainless wording.
EXP-0270 | SUB-0270 | SUBCATEGORY | BC-0014 | Join interfaces (couplings) | 7% | 0% | 28% | 0% | 0% | 17% | 0% | 25% | 6% | 7% | 5% | 0% | 0% | 0% | 5% | 100% | IMME-FE | IMME-LAB | INITIAL_RULESET:STAINLESS | 90% | REQUIRES BACKTEST | LOW | Explicit stainless wording.
EXP-0271 | SUB-0271 | SUBCATEGORY | BC-0014 | Route-change geometry (bend) | 7% | 0% | 28% | 0% | 0% | 17% | 0% | 25% | 6% | 7% | 5% | 0% | 0% | 0% | 5% | 100% | IMME-FE | IMME-LAB | INITIAL_RULESET:STAINLESS | 90% | REQUIRES BACKTEST | LOW | Explicit stainless wording.
EXP-0272 | SUB-0272 | SUBCATEGORY | BC-0014 | Diameter transition interface (reducer) | 7% | 0% | 28% | 0% | 0% | 17% | 0% | 25% | 6% | 7% | 5% | 0% | 0% | 0% | 5% | 100% | IMME-FE | IMME-LAB | INITIAL_RULESET:STAINLESS | 90% | REQUIRES BACKTEST | LOW | Explicit stainless wording.
EXP-0273 | SUB-0273 | SUBCATEGORY | BC-0014 | IMME Connection interface component (Tap/tank connector) | 7% | 0% | 28% | 0% | 0% | 17% | 0% | 25% | 6% | 7% | 5% | 0% | 0% | 0% | 5% | 100% | IMME-FE | IMME-LAB | INITIAL_RULESET:STAINLESS | 90% | REQUIRES BACKTEST | LOW | Explicit stainless wording.
EXP-0274 | SUB-0274 | SUBCATEGORY | BC-0014 | Tee branch node (tee) | 7% | 0% | 28% | 0% | 0% | 17% | 0% | 25% | 6% | 7% | 5% | 0% | 0% | 0% | 5% | 100% | IMME-FE | IMME-LAB | INITIAL_RULESET:STAINLESS | 90% | REQUIRES BACKTEST | LOW | Explicit stainless wording.
EXP-0275 | SUB-0275 | SUBCATEGORY | BC-0014 | IMME Connection interface component (Union connector) | 7% | 0% | 28% | 0% | 0% | 17% | 0% | 25% | 6% | 7% | 5% | 0% | 0% | 0% | 5% | 100% | IMME-FE | IMME-LAB | INITIAL_RULESET:STAINLESS | 90% | REQUIRES BACKTEST | LOW | Explicit stainless wording.
EXP-0276 | SUB-0276 | SUBCATEGORY | BC-0014 | Linear service route (pipework) | 7% | 0% | 28% | 0% | 0% | 17% | 0% | 25% | 6% | 7% | 5% | 0% | 0% | 0% | 5% | 100% | IMME-FE | IMME-LAB | INITIAL_RULESET:STAINLESS | 90% | REQUIRES BACKTEST | LOW | Explicit stainless wording.
EXP-0277 | SUB-0277 | SUBCATEGORY | BC-0014 | Join interfaces (couplings) | 7% | 0% | 28% | 0% | 0% | 17% | 0% | 25% | 6% | 7% | 5% | 0% | 0% | 0% | 5% | 100% | IMME-FE | IMME-LAB | INITIAL_RULESET:STAINLESS | 90% | REQUIRES BACKTEST | LOW | Explicit stainless wording.
EXP-0278 | SUB-0278 | SUBCATEGORY | BC-0014 | Line stop point (stop end) | 7% | 0% | 28% | 0% | 0% | 17% | 0% | 25% | 6% | 7% | 5% | 0% | 0% | 0% | 5% | 100% | IMME-FE | IMME-LAB | INITIAL_RULESET:STAINLESS | 90% | REQUIRES BACKTEST | LOW | Explicit stainless wording.
EXP-0279 | SUB-0279 | SUBCATEGORY | BC-0014 | Diameter transition interface (reducer) | 7% | 0% | 28% | 0% | 0% | 17% | 0% | 25% | 6% | 7% | 5% | 0% | 0% | 0% | 5% | 100% | IMME-FE | IMME-LAB | INITIAL_RULESET:STAINLESS | 90% | REQUIRES BACKTEST | LOW | Explicit stainless wording.
EXP-0280 | SUB-0280 | SUBCATEGORY | BC-0014 | Route-change geometry (bend) | 7% | 0% | 28% | 0% | 0% | 17% | 0% | 25% | 6% | 7% | 5% | 0% | 0% | 0% | 5% | 100% | IMME-FE | IMME-LAB | INITIAL_RULESET:STAINLESS | 90% | REQUIRES BACKTEST | LOW | Explicit stainless wording.
EXP-0281 | SUB-0281 | SUBCATEGORY | BC-0014 | Tee branch node (tee) | 7% | 0% | 28% | 0% | 0% | 17% | 0% | 25% | 6% | 7% | 5% | 0% | 0% | 0% | 5% | 100% | IMME-FE | IMME-LAB | INITIAL_RULESET:STAINLESS | 90% | REQUIRES BACKTEST | LOW | Explicit stainless wording.
EXP-0282 | SUB-0282 | SUBCATEGORY | BC-0014 | Stepped branch node (reducing tee) | 7% | 0% | 28% | 0% | 0% | 17% | 0% | 25% | 6% | 7% | 5% | 0% | 0% | 0% | 5% | 100% | IMME-FE | IMME-LAB | INITIAL_RULESET:STAINLESS | 90% | REQUIRES BACKTEST | LOW | Explicit stainless wording.
EXP-0283 | SUB-0283 | SUBCATEGORY | BC-0014 | Heavy-wall route class (heavy duty pipework) | 8% | 0% | 45% | 0% | 2% | 0% | 0% | 25% | 3% | 7% | 5% | 0% | 0% | 0% | 5% | 100% | IMME-FE | IMME-LAB | INITIAL_RULESET:STEEL_PIPE | 84% | REQUIRES BACKTEST | LOW | Explicit ferrous wording.
EXP-0284 | SUB-0284 | SUBCATEGORY | BC-0014 | Medium-wall route class (medium duty pipework) | 8% | 0% | 45% | 0% | 2% | 0% | 0% | 25% | 3% | 7% | 5% | 0% | 0% | 0% | 5% | 100% | IMME-FE | IMME-LAB | INITIAL_RULESET:STEEL_PIPE | 84% | REQUIRES BACKTEST | LOW | Explicit ferrous wording.
EXP-0285 | SUB-0285 | SUBCATEGORY | BC-0014 | Ring support assembly (pipe ring/bracket) | 8% | 0% | 45% | 0% | 2% | 0% | 0% | 25% | 3% | 7% | 5% | 0% | 0% | 0% | 5% | 100% | IMME-FE | IMME-LAB | INITIAL_RULESET:STEEL_PIPE | 84% | REQUIRES BACKTEST | LOW | Explicit ferrous wording.
EXP-0286 | SUB-0286 | SUBCATEGORY | BC-0014 | Bolted flange interface (flange) | 8% | 0% | 45% | 0% | 2% | 0% | 0% | 25% | 3% | 7% | 5% | 0% | 0% | 0% | 5% | 100% | IMME-FE | IMME-LAB | INITIAL_RULESET:STEEL_PIPE | 84% | REQUIRES BACKTEST | LOW | Explicit ferrous wording.
EXP-0287 | SUB-0287 | SUBCATEGORY | BC-0014 | Threaded nipple interface (nipple) | 8% | 0% | 45% | 0% | 2% | 0% | 0% | 25% | 3% | 7% | 5% | 0% | 0% | 0% | 5% | 100% | IMME-FE | IMME-LAB | INITIAL_RULESET:STEEL_PIPE | 84% | REQUIRES BACKTEST | LOW | Explicit ferrous wording.
EXP-0288 | SUB-0288 | SUBCATEGORY | BC-0014 | IMME size/duty mark — 90Deg / Bends | 8% | 0% | 45% | 0% | 2% | 0% | 0% | 25% | 3% | 7% | 5% | 0% | 0% | 0% | 5% | 100% | IMME-FE | IMME-LAB | INITIAL_RULESET:STEEL_PIPE | 84% | REQUIRES BACKTEST | LOW | Explicit ferrous wording.
EXP-0289 | SUB-0289 | SUBCATEGORY | BC-0014 | Socket transition interfaces (sockets) | 8% | 0% | 45% | 0% | 2% | 0% | 0% | 25% | 3% | 7% | 5% | 0% | 0% | 0% | 5% | 100% | IMME-FE | IMME-LAB | INITIAL_RULESET:STEEL_PIPE | 84% | REQUIRES BACKTEST | LOW | Explicit ferrous wording.
EXP-0290 | SUB-0290 | SUBCATEGORY | BC-0014 | Centred diameter transition (concentric reducing socket) | 8% | 0% | 45% | 0% | 2% | 0% | 0% | 25% | 3% | 7% | 5% | 0% | 0% | 0% | 5% | 100% | IMME-FE | IMME-LAB | INITIAL_RULESET:STEEL_PIPE | 84% | REQUIRES BACKTEST | LOW | Explicit ferrous wording.
EXP-0291 | SUB-0291 | SUBCATEGORY | BC-0014 | Threaded closure interface (plug) | 8% | 0% | 45% | 0% | 2% | 0% | 0% | 25% | 3% | 7% | 5% | 0% | 0% | 0% | 5% | 100% | IMME-FE | IMME-LAB | INITIAL_RULESET:STEEL_PIPE | 84% | REQUIRES BACKTEST | LOW | Explicit ferrous wording.
EXP-0292 | SUB-0292 | SUBCATEGORY | BC-0014 | Terminal seal point (end cap) | 8% | 0% | 45% | 0% | 2% | 0% | 0% | 25% | 3% | 7% | 5% | 0% | 0% | 0% | 5% | 100% | IMME-FE | IMME-LAB | INITIAL_RULESET:STEEL_PIPE | 84% | REQUIRES BACKTEST | LOW | Explicit ferrous wording.
EXP-0293 | SUB-0293 | SUBCATEGORY | BC-0014 | Equal branch node (equal tee) | 8% | 0% | 45% | 0% | 2% | 0% | 0% | 25% | 3% | 7% | 5% | 0% | 0% | 0% | 5% | 100% | IMME-FE | IMME-LAB | INITIAL_RULESET:STEEL_PIPE | 84% | REQUIRES BACKTEST | LOW | Explicit ferrous wording.
EXP-0294 | SUB-0294 | SUBCATEGORY | BC-0014 | Stepped branch node (reducing tee/branch) | 8% | 0% | 45% | 0% | 2% | 0% | 0% | 25% | 3% | 7% | 5% | 0% | 0% | 0% | 5% | 100% | IMME-FE | IMME-LAB | INITIAL_RULESET:STEEL_PIPE | 84% | REQUIRES BACKTEST | LOW | Explicit ferrous wording.
EXP-0295 | SUB-0295 | SUBCATEGORY | BC-0014 | Four-way node fittings (cross) | 8% | 0% | 45% | 0% | 2% | 0% | 0% | 25% | 3% | 7% | 5% | 0% | 0% | 0% | 5% | 100% | IMME-FE | IMME-LAB | INITIAL_RULESET:STEEL_PIPE | 84% | REQUIRES BACKTEST | LOW | Explicit ferrous wording.
EXP-0296 | SUB-0296 | SUBCATEGORY | BC-0014 | Heavy-wall route class (heavy duty pipework) | 8% | 0% | 45% | 0% | 2% | 0% | 0% | 25% | 3% | 7% | 5% | 0% | 0% | 0% | 5% | 100% | IMME-FE | IMME-LAB | INITIAL_RULESET:STEEL_PIPE | 84% | REQUIRES BACKTEST | LOW | Explicit ferrous wording.
EXP-0297 | SUB-0297 | SUBCATEGORY | BC-0014 | Medium-wall route class (medium duty pipework) | 8% | 0% | 45% | 0% | 2% | 0% | 0% | 25% | 3% | 7% | 5% | 0% | 0% | 0% | 5% | 100% | IMME-FE | IMME-LAB | INITIAL_RULESET:STEEL_PIPE | 84% | REQUIRES BACKTEST | LOW | Explicit ferrous wording.
EXP-0298 | SUB-0298 | SUBCATEGORY | BC-0014 | Ring support assembly (pipe ring/bracket) | 8% | 0% | 45% | 0% | 2% | 0% | 0% | 25% | 3% | 7% | 5% | 0% | 0% | 0% | 5% | 100% | IMME-FE | IMME-LAB | INITIAL_RULESET:STEEL_PIPE | 84% | REQUIRES BACKTEST | LOW | Explicit ferrous wording.
EXP-0299 | SUB-0299 | SUBCATEGORY | BC-0014 | Bolted flange interface (flange) | 8% | 0% | 45% | 0% | 2% | 0% | 0% | 25% | 3% | 7% | 5% | 0% | 0% | 0% | 5% | 100% | IMME-FE | IMME-LAB | INITIAL_RULESET:STEEL_PIPE | 84% | REQUIRES BACKTEST | LOW | Explicit ferrous wording.
EXP-0300 | SUB-0300 | SUBCATEGORY | BC-0014 | Threaded nipple interface (nipple) | 8% | 0% | 45% | 0% | 2% | 0% | 0% | 25% | 3% | 7% | 5% | 0% | 0% | 0% | 5% | 100% | IMME-FE | IMME-LAB | INITIAL_RULESET:STEEL_PIPE | 84% | REQUIRES BACKTEST | LOW | Explicit ferrous wording.
EXP-0301 | SUB-0301 | SUBCATEGORY | BC-0014 | IMME size/duty mark — 90Deg / Bends | 8% | 0% | 45% | 0% | 2% | 0% | 0% | 25% | 3% | 7% | 5% | 0% | 0% | 0% | 5% | 100% | IMME-FE | IMME-LAB | INITIAL_RULESET:STEEL_PIPE | 84% | REQUIRES BACKTEST | LOW | Explicit ferrous wording.
EXP-0302 | SUB-0302 | SUBCATEGORY | BC-0014 | Socket transition interfaces (sockets) | 8% | 0% | 45% | 0% | 2% | 0% | 0% | 25% | 3% | 7% | 5% | 0% | 0% | 0% | 5% | 100% | IMME-FE | IMME-LAB | INITIAL_RULESET:STEEL_PIPE | 84% | REQUIRES BACKTEST | LOW | Explicit ferrous wording.
EXP-0303 | SUB-0303 | SUBCATEGORY | BC-0014 | Centred diameter transition (concentric reducing socket) | 8% | 0% | 45% | 0% | 2% | 0% | 0% | 25% | 3% | 7% | 5% | 0% | 0% | 0% | 5% | 100% | IMME-FE | IMME-LAB | INITIAL_RULESET:STEEL_PIPE | 84% | REQUIRES BACKTEST | LOW | Explicit ferrous wording.
EXP-0304 | SUB-0304 | SUBCATEGORY | BC-0014 | Threaded closure interface (plug) | 8% | 0% | 45% | 0% | 2% | 0% | 0% | 25% | 3% | 7% | 5% | 0% | 0% | 0% | 5% | 100% | IMME-FE | IMME-LAB | INITIAL_RULESET:STEEL_PIPE | 84% | REQUIRES BACKTEST | LOW | Explicit ferrous wording.
EXP-0305 | SUB-0305 | SUBCATEGORY | BC-0014 | Terminal seal point (end cap) | 8% | 0% | 45% | 0% | 2% | 0% | 0% | 25% | 3% | 7% | 5% | 0% | 0% | 0% | 5% | 100% | IMME-FE | IMME-LAB | INITIAL_RULESET:STEEL_PIPE | 84% | REQUIRES BACKTEST | LOW | Explicit ferrous wording.
EXP-0306 | SUB-0306 | SUBCATEGORY | BC-0014 | Equal branch node (equal tee) | 8% | 0% | 45% | 0% | 2% | 0% | 0% | 25% | 3% | 7% | 5% | 0% | 0% | 0% | 5% | 100% | IMME-FE | IMME-LAB | INITIAL_RULESET:STEEL_PIPE | 84% | REQUIRES BACKTEST | LOW | Explicit ferrous wording.
EXP-0307 | SUB-0307 | SUBCATEGORY | BC-0014 | Stepped branch node (reducing tee/branch) | 8% | 0% | 45% | 0% | 2% | 0% | 0% | 25% | 3% | 7% | 5% | 0% | 0% | 0% | 5% | 100% | IMME-FE | IMME-LAB | INITIAL_RULESET:STEEL_PIPE | 84% | REQUIRES BACKTEST | LOW | Explicit ferrous wording.
EXP-0308 | SUB-0308 | SUBCATEGORY | BC-0014 | Four-way node fittings (cross) | 8% | 0% | 45% | 0% | 2% | 0% | 0% | 25% | 3% | 7% | 5% | 0% | 0% | 0% | 5% | 100% | IMME-FE | IMME-LAB | INITIAL_RULESET:STEEL_PIPE | 84% | REQUIRES BACKTEST | LOW | Explicit ferrous wording.
EXP-0309 | SUB-0309 | SUBCATEGORY | BC-0014 | Gas carrier route (yellow gas pipe) | 25% | 4% | 6% | 0% | 0% | 0% | 5% | 25% | 20% | 3% | 5% | 0% | 0% | 0% | 7% | 100% | IMME-CORE | IMME-LAB | INITIAL_RULESET:MISC_GENERAL | 60% | REQUIRES BACKTEST | HIGH | Broad mechanical category.
EXP-0310 | SUB-0310 | SUBCATEGORY | BC-0014 | Straight-line connector (straight connector) | 25% | 4% | 6% | 0% | 0% | 0% | 5% | 25% | 20% | 3% | 5% | 0% | 0% | 0% | 7% | 100% | IMME-CORE | IMME-LAB | INITIAL_RULESET:MISC_GENERAL | 60% | REQUIRES BACKTEST | HIGH | Broad mechanical category.
EXP-0311 | SUB-0311 | SUBCATEGORY | BC-0014 | Diameter change connector (reducing connector) | 25% | 4% | 6% | 0% | 0% | 0% | 5% | 25% | 20% | 3% | 5% | 0% | 0% | 0% | 7% | 100% | IMME-CORE | IMME-LAB | INITIAL_RULESET:MISC_GENERAL | 60% | REQUIRES BACKTEST | HIGH | Broad mechanical category.
EXP-0312 | SUB-0312 | SUBCATEGORY | BC-0014 | Route-change geometry (bend) | 25% | 4% | 6% | 0% | 0% | 0% | 5% | 25% | 20% | 3% | 5% | 0% | 0% | 0% | 7% | 100% | IMME-CORE | IMME-LAB | INITIAL_RULESET:MISC_GENERAL | 60% | REQUIRES BACKTEST | HIGH | Broad mechanical category.
EXP-0313 | SUB-0313 | SUBCATEGORY | BC-0014 | IMME size/duty mark — Strut channel members | 25% | 4% | 6% | 0% | 0% | 0% | 5% | 25% | 20% | 3% | 5% | 0% | 0% | 0% | 7% | 100% | IMME-CORE | IMME-LAB | INITIAL_RULESET:MISC_GENERAL | 60% | REQUIRES BACKTEST | HIGH | Broad mechanical category.
EXP-0314 | SUB-0314 | SUBCATEGORY | BC-0014 | IMME size/duty mark — 6Mm Thickness | 12% | 0% | 0% | 0% | 0% | 0% | 35% | 30% | 4% | 6% | 5% | 0% | 3% | 0% | 5% | 100% | IMME-POLY | IMME-LAB | INITIAL_RULESET:INSULATION | 82% | REQUIRES BACKTEST | LOW | Insulation family.
EXP-0315 | SUB-0315 | SUBCATEGORY | BC-0014 | IMME size/duty mark — 19Mm Thickness | 12% | 0% | 0% | 0% | 0% | 0% | 35% | 30% | 4% | 6% | 5% | 0% | 3% | 0% | 5% | 100% | IMME-POLY | IMME-LAB | INITIAL_RULESET:INSULATION | 82% | REQUIRES BACKTEST | LOW | Insulation family.
EXP-0316 | SUB-0316 | SUBCATEGORY | BC-0014 | IMME size/duty mark — 32Mm Thickness | 12% | 0% | 0% | 0% | 0% | 0% | 35% | 30% | 4% | 6% | 5% | 0% | 3% | 0% | 5% | 100% | IMME-POLY | IMME-LAB | INITIAL_RULESET:INSULATION | 82% | REQUIRES BACKTEST | LOW | Insulation family.
EXP-0317 | SUB-0317 | SUBCATEGORY | BC-0014 | IMME Flow control component (Insulation around fixings + valves) | 12% | 0% | 0% | 0% | 0% | 0% | 35% | 30% | 4% | 6% | 5% | 0% | 3% | 0% | 5% | 100% | IMME-POLY | IMME-LAB | INITIAL_RULESET:INSULATION | 82% | REQUIRES BACKTEST | LOW | Insulation family.
EXP-0318 | SUB-0318 | SUBCATEGORY | BC-0014 | IMME component class (Trace heating tape) | 25% | 4% | 6% | 0% | 0% | 0% | 5% | 25% | 20% | 3% | 5% | 0% | 0% | 0% | 7% | 100% | IMME-CORE | IMME-LAB | INITIAL_RULESET:MISC_GENERAL | 60% | REQUIRES BACKTEST | HIGH | Broad mechanical category.
EXP-0319 | SUB-0319 | SUBCATEGORY | BC-0014 | Spring check/non-return valve size band | 15% | 3% | 3% | 0% | 0% | 0% | 0% | 55% | 8% | 4% | 4% | 0% | 0% | 0% | 8% | 100% | IMME-LAB | IMME-CORE | INITIAL_RULESET:LABOUR_GENERAL | 72% | REQUIRES BACKTEST | MEDIUM | Labour/testing-intensive.
EXP-0320 | SUB-0320 | SUBCATEGORY | BC-0014 | Butterfly isolation valve size band | 15% | 3% | 3% | 0% | 0% | 0% | 0% | 55% | 8% | 4% | 4% | 0% | 0% | 0% | 8% | 100% | IMME-LAB | IMME-CORE | INITIAL_RULESET:LABOUR_GENERAL | 72% | REQUIRES BACKTEST | MEDIUM | Labour/testing-intensive.
EXP-0321 | SUB-0321 | SUBCATEGORY | BC-0014 | Double-regulating balancing valve size band | 15% | 3% | 3% | 0% | 0% | 0% | 0% | 55% | 8% | 4% | 4% | 0% | 0% | 0% | 8% | 100% | IMME-LAB | IMME-CORE | INITIAL_RULESET:LABOUR_GENERAL | 72% | REQUIRES BACKTEST | MEDIUM | Labour/testing-intensive.
EXP-0322 | SUB-0322 | SUBCATEGORY | BC-0014 | Motorised two-way control valve size band | 15% | 3% | 3% | 0% | 0% | 0% | 0% | 55% | 8% | 4% | 4% | 0% | 0% | 0% | 8% | 100% | IMME-LAB | IMME-CORE | INITIAL_RULESET:LABOUR_GENERAL | 72% | REQUIRES BACKTEST | MEDIUM | Labour/testing-intensive.
EXP-0323 | SUB-0323 | SUBCATEGORY | BC-0014 | Pressure-reducing valve size band | 15% | 3% | 3% | 0% | 0% | 0% | 0% | 55% | 8% | 4% | 4% | 0% | 0% | 0% | 8% | 100% | IMME-LAB | IMME-CORE | INITIAL_RULESET:LABOUR_GENERAL | 72% | REQUIRES BACKTEST | MEDIUM | Labour/testing-intensive.
EXP-0324 | SUB-0324 | SUBCATEGORY | BC-0014 | Y-strainer size band | 15% | 3% | 3% | 0% | 0% | 0% | 0% | 55% | 8% | 4% | 4% | 0% | 0% | 0% | 8% | 100% | IMME-LAB | IMME-CORE | INITIAL_RULESET:LABOUR_GENERAL | 72% | REQUIRES BACKTEST | MEDIUM | Labour/testing-intensive.
EXP-0325 | SUB-0325 | SUBCATEGORY | BC-0014 | Flexible connector size band | 15% | 3% | 3% | 0% | 0% | 0% | 0% | 55% | 8% | 4% | 4% | 0% | 0% | 0% | 8% | 100% | IMME-LAB | IMME-CORE | INITIAL_RULESET:LABOUR_GENERAL | 72% | REQUIRES BACKTEST | MEDIUM | Labour/testing-intensive.
EXP-0326 | SUB-0326 | SUBCATEGORY | BC-0014 | Expansion joint size band | 15% | 3% | 3% | 0% | 0% | 0% | 0% | 55% | 8% | 4% | 4% | 0% | 0% | 0% | 8% | 100% | IMME-LAB | IMME-CORE | INITIAL_RULESET:LABOUR_GENERAL | 72% | REQUIRES BACKTEST | MEDIUM | Labour/testing-intensive.
EXP-0327 | SUB-0327 | SUBCATEGORY | BC-0014 | Fixed-orifice commissioning set size band | 15% | 3% | 3% | 0% | 0% | 0% | 0% | 55% | 8% | 4% | 4% | 0% | 0% | 0% | 8% | 100% | IMME-LAB | IMME-CORE | INITIAL_RULESET:LABOUR_GENERAL | 72% | REQUIRES BACKTEST | MEDIUM | Labour/testing-intensive.
EXP-0328 | SUB-0328 | SUBCATEGORY | BC-0015 | Circular airflow route (spiral duct) | 7% | 0% | 35% | 0% | 12% | 0% | 0% | 25% | 4% | 7% | 5% | 0% | 0% | 0% | 5% | 100% | IMME-FE | IMME-LAB | INITIAL_RULESET:GALVANISED | 84% | REQUIRES BACKTEST | LOW | Galvanised/ductwork/containment assembly.
EXP-0329 | SUB-0329 | SUBCATEGORY | BC-0015 | Terminal seal point (end cap) | 7% | 0% | 35% | 0% | 12% | 0% | 0% | 25% | 4% | 7% | 5% | 0% | 0% | 0% | 5% | 100% | IMME-FE | IMME-LAB | INITIAL_RULESET:GALVANISED | 84% | REQUIRES BACKTEST | LOW | Galvanised/ductwork/containment assembly.
EXP-0330 | SUB-0330 | SUBCATEGORY | BC-0015 | Airway transition piece (reducer/taper) | 7% | 0% | 35% | 0% | 12% | 0% | 0% | 25% | 4% | 7% | 5% | 0% | 0% | 0% | 5% | 100% | IMME-FE | IMME-LAB | INITIAL_RULESET:GALVANISED | 84% | REQUIRES BACKTEST | LOW | Galvanised/ductwork/containment assembly.
EXP-0331 | SUB-0331 | SUBCATEGORY | BC-0015 | Route-change geometry (bend) | 7% | 0% | 35% | 0% | 12% | 0% | 0% | 25% | 4% | 7% | 5% | 0% | 0% | 0% | 5% | 100% | IMME-FE | IMME-LAB | INITIAL_RULESET:GALVANISED | 84% | REQUIRES BACKTEST | LOW | Galvanised/ductwork/containment assembly.
EXP-0332 | SUB-0332 | SUBCATEGORY | BC-0015 | Air branch/outlet geometry (branch/shoe) | 7% | 0% | 35% | 0% | 12% | 0% | 0% | 25% | 4% | 7% | 5% | 0% | 0% | 0% | 5% | 100% | IMME-FE | IMME-LAB | INITIAL_RULESET:GALVANISED | 84% | REQUIRES BACKTEST | LOW | Galvanised/ductwork/containment assembly.
EXP-0333 | SUB-0333 | SUBCATEGORY | BC-0015 | Rectangular airflow route (rectangular duct) | 7% | 0% | 35% | 0% | 12% | 0% | 0% | 25% | 4% | 7% | 5% | 0% | 0% | 0% | 5% | 100% | IMME-FE | IMME-LAB | INITIAL_RULESET:GALVANISED | 84% | REQUIRES BACKTEST | LOW | Galvanised/ductwork/containment assembly.
EXP-0334 | SUB-0334 | SUBCATEGORY | BC-0015 | Rectangular terminal seal (end cap) | 7% | 0% | 35% | 0% | 12% | 0% | 0% | 25% | 4% | 7% | 5% | 0% | 0% | 0% | 5% | 100% | IMME-FE | IMME-LAB | INITIAL_RULESET:GALVANISED | 84% | REQUIRES BACKTEST | LOW | Galvanised/ductwork/containment assembly.
EXP-0335 | SUB-0335 | SUBCATEGORY | BC-0015 | Rectangular airway transition (reducer/taper) | 7% | 0% | 35% | 0% | 12% | 0% | 0% | 25% | 4% | 7% | 5% | 0% | 0% | 0% | 5% | 100% | IMME-FE | IMME-LAB | INITIAL_RULESET:GALVANISED | 84% | REQUIRES BACKTEST | LOW | Galvanised/ductwork/containment assembly.
EXP-0336 | SUB-0336 | SUBCATEGORY | BC-0015 | Rectangular route-change geometry (bend) | 7% | 0% | 35% | 0% | 12% | 0% | 0% | 25% | 4% | 7% | 5% | 0% | 0% | 0% | 5% | 100% | IMME-FE | IMME-LAB | INITIAL_RULESET:GALVANISED | 84% | REQUIRES BACKTEST | LOW | Galvanised/ductwork/containment assembly.
EXP-0337 | SUB-0337 | SUBCATEGORY | BC-0015 | Branch node fitting (branch) | 7% | 0% | 35% | 0% | 12% | 0% | 0% | 25% | 4% | 7% | 5% | 0% | 0% | 0% | 5% | 100% | IMME-FE | IMME-LAB | INITIAL_RULESET:GALVANISED | 84% | REQUIRES BACKTEST | LOW | Galvanised/ductwork/containment assembly.
EXP-0338 | SUB-0338 | SUBCATEGORY | BC-0015 | Air balancing device (volume control damper) | 7% | 0% | 35% | 0% | 12% | 0% | 0% | 25% | 4% | 7% | 5% | 0% | 0% | 0% | 5% | 100% | IMME-FE | IMME-LAB | INITIAL_RULESET:GALVANISED | 84% | REQUIRES BACKTEST | LOW | Galvanised/ductwork/containment assembly.
EXP-0339 | SUB-0339 | SUBCATEGORY | BC-0015 | Fire barrier airflow device (fire damper) | 7% | 0% | 35% | 0% | 12% | 0% | 0% | 25% | 4% | 7% | 5% | 0% | 0% | 0% | 5% | 100% | IMME-FE | IMME-LAB | INITIAL_RULESET:GALVANISED | 84% | REQUIRES BACKTEST | LOW | Galvanised/ductwork/containment assembly.
EXP-0340 | SUB-0340 | SUBCATEGORY | BC-0015 | Smoke/fire barrier device (smoke/fire damper) | 7% | 0% | 35% | 0% | 12% | 0% | 0% | 25% | 4% | 7% | 5% | 0% | 0% | 0% | 5% | 100% | IMME-FE | IMME-LAB | INITIAL_RULESET:GALVANISED | 84% | REQUIRES BACKTEST | LOW | Galvanised/ductwork/containment assembly.
EXP-0341 | SUB-0341 | SUBCATEGORY | BC-0015 | IMME Air route component (Duct access doors) | 7% | 0% | 35% | 0% | 12% | 0% | 0% | 25% | 4% | 7% | 5% | 0% | 0% | 0% | 5% | 100% | IMME-FE | IMME-LAB | INITIAL_RULESET:GALVANISED | 84% | REQUIRES BACKTEST | LOW | Galvanised/ductwork/containment assembly.
EXP-0342 | SUB-0342 | SUBCATEGORY | BC-0015 | Air terminal face (grille) | 7% | 0% | 35% | 0% | 12% | 0% | 0% | 25% | 4% | 7% | 5% | 0% | 0% | 0% | 5% | 100% | IMME-FE | IMME-LAB | INITIAL_RULESET:GALVANISED | 84% | REQUIRES BACKTEST | LOW | Galvanised/ductwork/containment assembly.
EXP-0343 | SUB-0343 | SUBCATEGORY | BC-0015 | Flexible airflow connection (flexible duct) | 7% | 0% | 35% | 0% | 12% | 0% | 0% | 25% | 4% | 7% | 5% | 0% | 0% | 0% | 5% | 100% | IMME-FE | IMME-LAB | INITIAL_RULESET:GALVANISED | 84% | REQUIRES BACKTEST | LOW | Galvanised/ductwork/containment assembly.
EXP-0344 | SUB-0344 | SUBCATEGORY | BC-0015 | IMME Air route component (Plastic duct runs) | 10% | 0% | 0% | 0% | 0% | 0% | 42% | 25% | 3% | 6% | 6% | 0% | 3% | 0% | 5% | 100% | IMME-POLY | IMME-LAB | INITIAL_RULESET:POLYMER | 88% | REQUIRES BACKTEST | LOW | Explicit polymer/plastic wording.
EXP-0345 | SUB-0345 | SUBCATEGORY | BC-0015 | Plastic airflow route-change (duct bend) | 10% | 0% | 0% | 0% | 0% | 0% | 42% | 25% | 3% | 6% | 6% | 0% | 3% | 0% | 5% | 100% | IMME-POLY | IMME-LAB | INITIAL_RULESET:POLYMER | 88% | REQUIRES BACKTEST | LOW | Explicit polymer/plastic wording.
EXP-0346 | SUB-0346 | SUBCATEGORY | BC-0015 | Plastic airflow branch node (duct tee) | 10% | 0% | 0% | 0% | 0% | 0% | 42% | 25% | 3% | 6% | 6% | 0% | 3% | 0% | 5% | 100% | IMME-POLY | IMME-LAB | INITIAL_RULESET:POLYMER | 88% | REQUIRES BACKTEST | LOW | Explicit polymer/plastic wording.
EXP-0347 | SUB-0347 | SUBCATEGORY | BC-0015 | IMME size/duty mark — Heat recovery ventilation modules | 7% | 0% | 35% | 0% | 12% | 0% | 0% | 25% | 4% | 7% | 5% | 0% | 0% | 0% | 5% | 100% | IMME-FE | IMME-LAB | INITIAL_RULESET:GALVANISED | 84% | REQUIRES BACKTEST | LOW | Galvanised/ductwork/containment assembly.
EXP-0348 | SUB-0348 | SUBCATEGORY | BC-0015 | Ceiling air diffuser size band | 7% | 0% | 35% | 0% | 12% | 0% | 0% | 25% | 4% | 7% | 5% | 0% | 0% | 0% | 5% | 100% | IMME-FE | IMME-LAB | INITIAL_RULESET:GALVANISED | 84% | REQUIRES BACKTEST | LOW | Galvanised/ductwork/containment assembly.
EXP-0349 | SUB-0349 | SUBCATEGORY | BC-0015 | External weather louvre size band | 7% | 0% | 35% | 0% | 12% | 0% | 0% | 25% | 4% | 7% | 5% | 0% | 0% | 0% | 5% | 100% | IMME-FE | IMME-LAB | INITIAL_RULESET:GALVANISED | 84% | REQUIRES BACKTEST | LOW | Galvanised/ductwork/containment assembly.
EXP-0350 | SUB-0350 | SUBCATEGORY | BC-0015 | Acoustic attenuator size band | 7% | 0% | 35% | 0% | 12% | 0% | 0% | 25% | 4% | 7% | 5% | 0% | 0% | 0% | 5% | 100% | IMME-FE | IMME-LAB | INITIAL_RULESET:GALVANISED | 84% | REQUIRES BACKTEST | LOW | Galvanised/ductwork/containment assembly.
EXP-0351 | SUB-0351 | SUBCATEGORY | BC-0015 | Air terminal plenum box size band | 7% | 0% | 35% | 0% | 12% | 0% | 0% | 25% | 4% | 7% | 5% | 0% | 0% | 0% | 5% | 100% | IMME-FE | IMME-LAB | INITIAL_RULESET:GALVANISED | 84% | REQUIRES BACKTEST | LOW | Galvanised/ductwork/containment assembly.
EXP-0352 | SUB-0352 | SUBCATEGORY | BC-0015 | Variable-air-volume terminal unit size band | 7% | 0% | 35% | 0% | 12% | 0% | 0% | 25% | 4% | 7% | 5% | 0% | 0% | 0% | 5% | 100% | IMME-FE | IMME-LAB | INITIAL_RULESET:GALVANISED | 84% | REQUIRES BACKTEST | LOW | Galvanised/ductwork/containment assembly.
EXP-0353 | SUB-0353 | SUBCATEGORY | BC-0015 | Constant-air-volume regulator size band | 7% | 0% | 35% | 0% | 12% | 0% | 0% | 25% | 4% | 7% | 5% | 0% | 0% | 0% | 5% | 100% | IMME-FE | IMME-LAB | INITIAL_RULESET:GALVANISED | 84% | REQUIRES BACKTEST | LOW | Galvanised/ductwork/containment assembly.
EXP-0354 | SUB-0354 | SUBCATEGORY | BC-0015 | Duct support/hanger duty band | 7% | 0% | 35% | 0% | 12% | 0% | 0% | 25% | 4% | 7% | 5% | 0% | 0% | 0% | 5% | 100% | IMME-FE | IMME-LAB | INITIAL_RULESET:GALVANISED | 84% | REQUIRES BACKTEST | LOW | Galvanised/ductwork/containment assembly.
EXP-0355 | SUB-0355 | SUBCATEGORY | BC-0015 | Duct thermal/acoustic insulation thickness band | 7% | 0% | 35% | 0% | 12% | 0% | 0% | 25% | 4% | 7% | 5% | 0% | 0% | 0% | 5% | 100% | IMME-FE | IMME-LAB | INITIAL_RULESET:GALVANISED | 84% | REQUIRES BACKTEST | LOW | Galvanised/ductwork/containment assembly.
EXP-0356 | SUB-0356 | SUBCATEGORY | BC-0015 | Commercial ventilation fan diameter band | 7% | 0% | 35% | 0% | 12% | 0% | 0% | 25% | 4% | 7% | 5% | 0% | 0% | 0% | 5% | 100% | IMME-FE | IMME-LAB | INITIAL_RULESET:GALVANISED | 84% | REQUIRES BACKTEST | LOW | Galvanised/ductwork/containment assembly.
EXP-0357 | SUB-0357 | SUBCATEGORY | BC-0015 | Smoke-extract fan duty band | 7% | 0% | 35% | 0% | 12% | 0% | 0% | 25% | 4% | 7% | 5% | 0% | 0% | 0% | 5% | 100% | IMME-FE | IMME-LAB | INITIAL_RULESET:GALVANISED | 84% | REQUIRES BACKTEST | LOW | Galvanised/ductwork/containment assembly.
EXP-0358 | SUB-0358 | SUBCATEGORY | BC-0015 | Stair-pressurisation fan duty band | 7% | 0% | 35% | 0% | 12% | 0% | 0% | 25% | 4% | 7% | 5% | 0% | 0% | 0% | 5% | 100% | IMME-FE | IMME-LAB | INITIAL_RULESET:GALVANISED | 84% | REQUIRES BACKTEST | LOW | Galvanised/ductwork/containment assembly.
EXP-0359 | SUB-0359 | SUBCATEGORY | BC-0015 | Smoke-control damper class | 7% | 0% | 35% | 0% | 12% | 0% | 0% | 25% | 4% | 7% | 5% | 0% | 0% | 0% | 5% | 100% | IMME-FE | IMME-LAB | INITIAL_RULESET:GALVANISED | 84% | REQUIRES BACKTEST | LOW | Galvanised/ductwork/containment assembly.
EXP-0360 | SUB-0360 | SUBCATEGORY | BC-0015 | Smoke-control panel class | 7% | 0% | 35% | 0% | 12% | 0% | 0% | 25% | 4% | 7% | 5% | 0% | 0% | 0% | 5% | 100% | IMME-FE | IMME-LAB | INITIAL_RULESET:GALVANISED | 84% | REQUIRES BACKTEST | LOW | Galvanised/ductwork/containment assembly.
EXP-0361 | SUB-0361 | SUBCATEGORY | BC-0015 | Pressure-sensing/control equipment | 7% | 0% | 35% | 0% | 12% | 0% | 0% | 25% | 4% | 7% | 5% | 0% | 0% | 0% | 5% | 100% | IMME-FE | IMME-LAB | INITIAL_RULESET:GALVANISED | 84% | REQUIRES BACKTEST | LOW | Galvanised/ductwork/containment assembly.
EXP-0362 | SUB-0362 | SUBCATEGORY | BC-0015 | Smoke shaft ancillary equipment | 7% | 0% | 35% | 0% | 12% | 0% | 0% | 25% | 4% | 7% | 5% | 0% | 0% | 0% | 5% | 100% | IMME-FE | IMME-LAB | INITIAL_RULESET:GALVANISED | 84% | REQUIRES BACKTEST | LOW | Galvanised/ductwork/containment assembly.
EXP-0363 | SUB-0363 | SUBCATEGORY | BC-0015 | Kitchen-extract fan duty band | 7% | 0% | 35% | 0% | 12% | 0% | 0% | 25% | 4% | 7% | 5% | 0% | 0% | 0% | 5% | 100% | IMME-FE | IMME-LAB | INITIAL_RULESET:GALVANISED | 84% | REQUIRES BACKTEST | LOW | Galvanised/ductwork/containment assembly.
EXP-0364 | SUB-0364 | SUBCATEGORY | BC-0015 | Laboratory-extract fan duty band | 7% | 0% | 35% | 0% | 12% | 0% | 0% | 25% | 4% | 7% | 5% | 0% | 0% | 0% | 5% | 100% | IMME-FE | IMME-LAB | INITIAL_RULESET:GALVANISED | 84% | REQUIRES BACKTEST | LOW | Galvanised/ductwork/containment assembly.
EXP-0365 | SUB-0365 | SUBCATEGORY | BC-0015 | Process-extract fan duty band | 7% | 0% | 35% | 0% | 12% | 0% | 0% | 25% | 4% | 7% | 5% | 0% | 0% | 0% | 5% | 100% | IMME-FE | IMME-LAB | INITIAL_RULESET:GALVANISED | 84% | REQUIRES BACKTEST | LOW | Galvanised/ductwork/containment assembly.
EXP-0366 | SUB-0366 | SUBCATEGORY | BC-0015 | Specialist extract filtration class | 7% | 0% | 35% | 0% | 12% | 0% | 0% | 25% | 4% | 7% | 5% | 0% | 0% | 0% | 5% | 100% | IMME-FE | IMME-LAB | INITIAL_RULESET:GALVANISED | 84% | REQUIRES BACKTEST | LOW | Galvanised/ductwork/containment assembly.
EXP-0367 | SUB-0367 | SUBCATEGORY | BC-0015 | Grease/chemical-resistant duct accessory | 7% | 0% | 35% | 0% | 12% | 0% | 0% | 25% | 4% | 7% | 5% | 0% | 0% | 0% | 5% | 100% | IMME-FE | IMME-LAB | INITIAL_RULESET:GALVANISED | 84% | REQUIRES BACKTEST | LOW | Galvanised/ductwork/containment assembly.
EXP-0368 | SUB-0368 | SUBCATEGORY | BC-0015 | Extract control/interface equipment | 7% | 0% | 35% | 0% | 12% | 0% | 0% | 25% | 4% | 7% | 5% | 0% | 0% | 0% | 5% | 100% | IMME-FE | IMME-LAB | INITIAL_RULESET:GALVANISED | 84% | REQUIRES BACKTEST | LOW | Galvanised/ductwork/containment assembly.
EXP-0369 | SUB-0369 | SUBCATEGORY | BC-0016 | Field sensing/control devices (field devices) | 10% | 5% | 0% | 0% | 0% | 0% | 0% | 15% | 40% | 0% | 4% | 4% | 6% | 10% | 6% | 100% | IMME-EQUIP | IMME-LAB | INITIAL_RULESET:CONTROLS | 80% | REQUIRES BACKTEST | LOW | Controls/BMS family.
EXP-0370 | SUB-0370 | SUBCATEGORY | BC-0016 | DDC controller point-capacity band | 10% | 5% | 0% | 0% | 0% | 0% | 0% | 15% | 40% | 0% | 4% | 4% | 6% | 10% | 6% | 100% | IMME-EQUIP | IMME-LAB | INITIAL_RULESET:CONTROLS | 80% | REQUIRES BACKTEST | LOW | Controls/BMS family.
EXP-0371 | SUB-0371 | SUBCATEGORY | BC-0016 | BMS control-panel point-capacity band | 10% | 5% | 0% | 0% | 0% | 0% | 0% | 15% | 40% | 0% | 4% | 4% | 6% | 10% | 6% | 100% | IMME-EQUIP | IMME-LAB | INITIAL_RULESET:CONTROLS | 80% | REQUIRES BACKTEST | LOW | Controls/BMS family.
EXP-0372 | SUB-0372 | SUBCATEGORY | BC-0016 | BMS head-end + server platform band | 10% | 5% | 0% | 0% | 0% | 0% | 0% | 15% | 40% | 0% | 4% | 4% | 6% | 10% | 6% | 100% | IMME-EQUIP | IMME-LAB | INITIAL_RULESET:CONTROLS | 80% | REQUIRES BACKTEST | LOW | Controls/BMS family.
EXP-0373 | SUB-0373 | SUBCATEGORY | BC-0016 | BMS software/licence point band | 10% | 5% | 0% | 0% | 0% | 0% | 0% | 15% | 40% | 0% | 4% | 4% | 6% | 10% | 6% | 100% | IMME-EQUIP | IMME-LAB | INITIAL_RULESET:CONTROLS | 80% | REQUIRES BACKTEST | LOW | Controls/BMS family.
EXP-0374 | SUB-0374 | SUBCATEGORY | BC-0016 | BMS network gateway + controller band | 10% | 5% | 0% | 0% | 0% | 0% | 0% | 15% | 40% | 0% | 4% | 4% | 6% | 10% | 6% | 100% | IMME-EQUIP | IMME-LAB | INITIAL_RULESET:CONTROLS | 80% | REQUIRES BACKTEST | LOW | Controls/BMS family.
EXP-0375 | SUB-0375 | SUBCATEGORY | BC-0016 | BMS network cabling route band | 8% | 38% | 0% | 0% | 0% | 0% | 15% | 20% | 5% | 0% | 4% | 3% | 3% | 0% | 4% | 100% | IMME-CU | IMME-LAB | INITIAL_RULESET:CABLE_CU | 78% | REQUIRES BACKTEST | MEDIUM | Generic cable family assumed copper-dominant.
EXP-0376 | SUB-0376 | SUBCATEGORY | BC-0016 | BMS integration + commissioning point band | 15% | 3% | 3% | 0% | 0% | 0% | 0% | 55% | 8% | 4% | 4% | 0% | 0% | 0% | 8% | 100% | IMME-LAB | IMME-CORE | INITIAL_RULESET:LABOUR_GENERAL | 72% | REQUIRES BACKTEST | MEDIUM | Labour/testing-intensive.
EXP-0377 | SUB-0377 | SUBCATEGORY | BC-0017 | Gas-suppression cylinder/package class | 8% | 0% | 45% | 0% | 2% | 0% | 0% | 25% | 3% | 7% | 5% | 0% | 0% | 0% | 5% | 100% | IMME-FE | IMME-LAB | INITIAL_RULESET:STEEL_PIPE | 72% | REQUIRES BACKTEST | MEDIUM | Fire/sprinkler family.
EXP-0378 | SUB-0378 | SUBCATEGORY | BC-0017 | Water-mist suppression package | 8% | 0% | 45% | 0% | 2% | 0% | 0% | 25% | 3% | 7% | 5% | 0% | 0% | 0% | 5% | 100% | IMME-FE | IMME-LAB | INITIAL_RULESET:STEEL_PIPE | 72% | REQUIRES BACKTEST | MEDIUM | Fire/sprinkler family.
EXP-0379 | SUB-0379 | SUBCATEGORY | BC-0017 | Kitchen suppression package | 8% | 0% | 45% | 0% | 2% | 0% | 0% | 25% | 3% | 7% | 5% | 0% | 0% | 0% | 5% | 100% | IMME-FE | IMME-LAB | INITIAL_RULESET:STEEL_PIPE | 72% | REQUIRES BACKTEST | MEDIUM | Fire/sprinkler family.
EXP-0380 | SUB-0380 | SUBCATEGORY | BC-0017 | Suppression control-panel class | 8% | 0% | 45% | 0% | 2% | 0% | 0% | 25% | 3% | 7% | 5% | 0% | 0% | 0% | 5% | 100% | IMME-FE | IMME-LAB | INITIAL_RULESET:STEEL_PIPE | 72% | REQUIRES BACKTEST | MEDIUM | Fire/sprinkler family.
EXP-0381 | SUB-0381 | SUBCATEGORY | BC-0017 | Suppression detection/release device class | 8% | 0% | 45% | 0% | 2% | 0% | 0% | 25% | 3% | 7% | 5% | 0% | 0% | 0% | 5% | 100% | IMME-FE | IMME-LAB | INITIAL_RULESET:STEEL_PIPE | 72% | REQUIRES BACKTEST | MEDIUM | Fire/sprinkler family.
EXP-0382 | SUB-0382 | SUBCATEGORY | BC-0018 | Passenger-lift capacity/speed band | 10% | 5% | 15% | 0% | 0% | 0% | 0% | 15% | 35% | 1% | 5% | 0% | 5% | 4% | 5% | 100% | IMME-EQUIP | IMME-FE | INITIAL_RULESET:LIFT | 78% | REQUIRES BACKTEST | MEDIUM | Lift equipment family.
EXP-0383 | SUB-0383 | SUBCATEGORY | BC-0018 | Goods-lift capacity band | 10% | 5% | 15% | 0% | 0% | 0% | 0% | 15% | 35% | 1% | 5% | 0% | 5% | 4% | 5% | 100% | IMME-EQUIP | IMME-FE | INITIAL_RULESET:LIFT | 78% | REQUIRES BACKTEST | MEDIUM | Lift equipment family.
EXP-0384 | SUB-0384 | SUBCATEGORY | BC-0018 | Platform-lift class | 10% | 5% | 15% | 0% | 0% | 0% | 0% | 15% | 35% | 1% | 5% | 0% | 5% | 4% | 5% | 100% | IMME-EQUIP | IMME-FE | INITIAL_RULESET:LIFT | 78% | REQUIRES BACKTEST | MEDIUM | Lift equipment family.
EXP-0385 | SUB-0385 | SUBCATEGORY | BC-0018 | Lift control equipment | 10% | 5% | 15% | 0% | 0% | 0% | 0% | 15% | 35% | 1% | 5% | 0% | 5% | 4% | 5% | 100% | IMME-EQUIP | IMME-FE | INITIAL_RULESET:LIFT | 78% | REQUIRES BACKTEST | MEDIUM | Lift equipment family.
EXP-0386 | SUB-0386 | SUBCATEGORY | BC-0018 | Lift ancillary equipment | 10% | 5% | 15% | 0% | 0% | 0% | 0% | 15% | 35% | 1% | 5% | 0% | 5% | 4% | 5% | 100% | IMME-EQUIP | IMME-FE | INITIAL_RULESET:LIFT | 78% | REQUIRES BACKTEST | MEDIUM | Lift equipment family.
EXP-0387 | SUB-0387 | SUBCATEGORY | BC-0019 | Standby power module band (generator) | 10% | 6% | 12% | 4% | 0% | 0% | 0% | 12% | 36% | 4% | 5% | 3% | 4% | 0% | 4% | 100% | IMME-EQUIP | IMME-FE | INITIAL_RULESET:MECH_EQUIP | 78% | REQUIRES BACKTEST | MEDIUM | Generator equipment.
EXP-0388 | SUB-0388 | SUBCATEGORY | BC-0019 | Bunded bulk fuel-tank volume band | 10% | 6% | 12% | 4% | 0% | 0% | 0% | 12% | 36% | 4% | 5% | 3% | 4% | 0% | 4% | 100% | IMME-EQUIP | IMME-FE | INITIAL_RULESET:MECH_EQUIP | 78% | REQUIRES BACKTEST | MEDIUM | Generator equipment.
EXP-0389 | SUB-0389 | SUBCATEGORY | BC-0019 | Generator day-tank volume band | 10% | 6% | 12% | 4% | 0% | 0% | 0% | 12% | 36% | 4% | 5% | 3% | 4% | 0% | 4% | 100% | IMME-EQUIP | IMME-FE | INITIAL_RULESET:MECH_EQUIP | 78% | REQUIRES BACKTEST | MEDIUM | Generator equipment.
EXP-0390 | SUB-0390 | SUBCATEGORY | BC-0019 | Fuel-transfer pump flow band | 10% | 6% | 12% | 4% | 0% | 0% | 0% | 12% | 36% | 4% | 5% | 3% | 4% | 0% | 4% | 100% | IMME-EQUIP | IMME-FE | INITIAL_RULESET:MECH_EQUIP | 78% | REQUIRES BACKTEST | MEDIUM | Generator equipment.
EXP-0391 | SUB-0391 | SUBCATEGORY | BC-0019 | Fuel-transfer control-panel class | 10% | 6% | 12% | 4% | 0% | 0% | 0% | 12% | 36% | 4% | 5% | 3% | 4% | 0% | 4% | 100% | IMME-EQUIP | IMME-FE | INITIAL_RULESET:MECH_EQUIP | 78% | REQUIRES BACKTEST | MEDIUM | Generator equipment.
EXP-0392 | SUB-0392 | SUBCATEGORY | BC-0019 | Generator exhaust silencer duty band | 10% | 6% | 12% | 4% | 0% | 0% | 0% | 12% | 36% | 4% | 5% | 3% | 4% | 0% | 4% | 100% | IMME-EQUIP | IMME-FE | INITIAL_RULESET:MECH_EQUIP | 78% | REQUIRES BACKTEST | MEDIUM | Generator equipment.
EXP-0393 | SUB-0393 | SUBCATEGORY | BC-0019 | Generator exhaust flexible/pipe interface band | 10% | 6% | 12% | 4% | 0% | 0% | 0% | 12% | 36% | 4% | 5% | 3% | 4% | 0% | 4% | 100% | IMME-EQUIP | IMME-FE | INITIAL_RULESET:MECH_EQUIP | 78% | REQUIRES BACKTEST | MEDIUM | Generator equipment.
EXP-0394 | SUB-0394 | SUBCATEGORY | BC-0019 | Generator ancillary equipment class | 10% | 6% | 12% | 4% | 0% | 0% | 0% | 12% | 36% | 4% | 5% | 3% | 4% | 0% | 4% | 100% | IMME-EQUIP | IMME-FE | INITIAL_RULESET:MECH_EQUIP | 78% | REQUIRES BACKTEST | MEDIUM | Generator equipment.
EXP-0395 | SUB-0395 | SUBCATEGORY | BC-0020 | IMME component class (LV transformer duty bands) | 10% | 10% | 8% | 3% | 0% | 0% | 0% | 10% | 34% | 0% | 4% | 3% | 5% | 8% | 5% | 100% | IMME-EQUIP | IMME-CORE | INITIAL_RULESET:ELEC_EQUIP | 80% | REQUIRES BACKTEST | LOW | Electrical equipment family.
EXP-0396 | SUB-0396 | SUBCATEGORY | BC-0020 | 11kV ring-main-unit configuration band | 10% | 10% | 8% | 3% | 0% | 0% | 0% | 10% | 34% | 0% | 4% | 3% | 5% | 8% | 5% | 100% | IMME-EQUIP | IMME-CORE | INITIAL_RULESET:ELEC_EQUIP | 80% | REQUIRES BACKTEST | LOW | Electrical equipment family.
EXP-0397 | SUB-0397 | SUBCATEGORY | BC-0020 | HV protection + metering panel class | 10% | 10% | 8% | 3% | 0% | 0% | 0% | 10% | 34% | 0% | 4% | 3% | 5% | 8% | 5% | 100% | IMME-EQUIP | IMME-CORE | INITIAL_RULESET:ELEC_EQUIP | 80% | REQUIRES BACKTEST | LOW | Electrical equipment family.
EXP-0398 | SUB-0398 | SUBCATEGORY | BC-0020 | Packaged substation transformer-duty band | 10% | 10% | 8% | 3% | 0% | 0% | 0% | 10% | 34% | 0% | 4% | 3% | 5% | 8% | 5% | 100% | IMME-EQUIP | IMME-CORE | INITIAL_RULESET:ELEC_EQUIP | 80% | REQUIRES BACKTEST | LOW | Electrical equipment family.
EXP-0399 | SUB-0399 | SUBCATEGORY | BC-0020 | HV switching + metering cubicle class | 10% | 10% | 8% | 3% | 0% | 0% | 0% | 10% | 34% | 0% | 4% | 3% | 5% | 8% | 5% | 100% | IMME-EQUIP | IMME-CORE | INITIAL_RULESET:ELEC_EQUIP | 80% | REQUIRES BACKTEST | LOW | Electrical equipment family.
EXP-0400 | SUB-0400 | SUBCATEGORY | BC-0021 | Static UPS duty band | 10% | 10% | 8% | 3% | 0% | 0% | 0% | 10% | 34% | 0% | 4% | 3% | 5% | 8% | 5% | 100% | IMME-EQUIP | IMME-CORE | INITIAL_RULESET:ELEC_EQUIP | 80% | REQUIRES BACKTEST | LOW | Electrical equipment family.
EXP-0401 | SUB-0401 | SUBCATEGORY | BC-0021 | Modular UPS duty band | 10% | 10% | 8% | 3% | 0% | 0% | 0% | 10% | 34% | 0% | 4% | 3% | 5% | 8% | 5% | 100% | IMME-EQUIP | IMME-CORE | INITIAL_RULESET:ELEC_EQUIP | 80% | REQUIRES BACKTEST | LOW | Electrical equipment family.
EXP-0402 | SUB-0402 | SUBCATEGORY | BC-0021 | Battery autonomy/capacity band | 10% | 10% | 8% | 3% | 0% | 0% | 0% | 10% | 34% | 0% | 4% | 3% | 5% | 8% | 5% | 100% | IMME-EQUIP | IMME-CORE | INITIAL_RULESET:ELEC_EQUIP | 80% | REQUIRES BACKTEST | LOW | Electrical equipment family.
EXP-0403 | SUB-0403 | SUBCATEGORY | BC-0021 | Battery cabinet/rack class | 10% | 10% | 8% | 3% | 0% | 0% | 0% | 10% | 34% | 0% | 4% | 3% | 5% | 8% | 5% | 100% | IMME-EQUIP | IMME-CORE | INITIAL_RULESET:ELEC_EQUIP | 80% | REQUIRES BACKTEST | LOW | Electrical equipment family.
EXP-0404 | SUB-0404 | SUBCATEGORY | BC-0021 | UPS maintenance-bypass class | 10% | 10% | 8% | 3% | 0% | 0% | 0% | 10% | 34% | 0% | 4% | 3% | 5% | 8% | 5% | 100% | IMME-EQUIP | IMME-CORE | INITIAL_RULESET:ELEC_EQUIP | 80% | REQUIRES BACKTEST | LOW | Electrical equipment family.
EXP-0405 | SUB-0405 | SUBCATEGORY | BC-0021 | UPS distribution/control ancillary equipment | 10% | 10% | 8% | 3% | 0% | 0% | 0% | 10% | 34% | 0% | 4% | 3% | 5% | 8% | 5% | 100% | IMME-EQUIP | IMME-CORE | INITIAL_RULESET:ELEC_EQUIP | 80% | REQUIRES BACKTEST | LOW | Electrical equipment family.
EXP-0406 | SUB-0406 | SUBCATEGORY | BC-0022 | IMME Board/panel assembly (SP&N board section) | 10% | 10% | 8% | 3% | 0% | 0% | 0% | 10% | 34% | 0% | 4% | 3% | 5% | 8% | 5% | 100% | IMME-EQUIP | IMME-CORE | INITIAL_RULESET:ELEC_EQUIP | 80% | REQUIRES BACKTEST | LOW | Electrical equipment family.
EXP-0407 | SUB-0407 | SUBCATEGORY | BC-0022 | TP&N board section (distribution board) | 10% | 10% | 8% | 3% | 0% | 0% | 0% | 10% | 34% | 0% | 4% | 3% | 5% | 8% | 5% | 100% | IMME-EQUIP | IMME-CORE | INITIAL_RULESET:ELEC_EQUIP | 80% | REQUIRES BACKTEST | LOW | Electrical equipment family.
EXP-0408 | SUB-0408 | SUBCATEGORY | BC-0022 | IMME component class (MCB protective devices) | 10% | 10% | 8% | 3% | 0% | 0% | 0% | 10% | 34% | 0% | 4% | 3% | 5% | 8% | 5% | 100% | IMME-EQUIP | IMME-CORE | INITIAL_RULESET:ELEC_EQUIP | 80% | REQUIRES BACKTEST | LOW | Electrical equipment family.
EXP-0409 | SUB-0409 | SUBCATEGORY | BC-0022 | IMME component class (RCBO protective devices) | 10% | 10% | 8% | 3% | 0% | 0% | 0% | 10% | 34% | 0% | 4% | 3% | 5% | 8% | 5% | 100% | IMME-EQUIP | IMME-CORE | INITIAL_RULESET:ELEC_EQUIP | 80% | REQUIRES BACKTEST | LOW | Electrical equipment family.
EXP-0410 | SUB-0410 | SUBCATEGORY | BC-0022 | IMME component class (SP&N HRC Fused 20 Amp Incomer) | 10% | 10% | 8% | 3% | 0% | 0% | 0% | 10% | 34% | 0% | 4% | 3% | 5% | 8% | 5% | 100% | IMME-EQUIP | IMME-CORE | INITIAL_RULESET:ELEC_EQUIP | 80% | REQUIRES BACKTEST | LOW | Electrical equipment family.
EXP-0411 | SUB-0411 | SUBCATEGORY | BC-0022 | IMME component class (SP&N HRC Fused 32 Amp Incomer) | 10% | 10% | 8% | 3% | 0% | 0% | 0% | 10% | 34% | 0% | 4% | 3% | 5% | 8% | 5% | 100% | IMME-EQUIP | IMME-CORE | INITIAL_RULESET:ELEC_EQUIP | 80% | REQUIRES BACKTEST | LOW | Electrical equipment family.
EXP-0412 | SUB-0412 | SUBCATEGORY | BC-0022 | IMME component class (TP&N HRC Fused 20 Amp Incomer) | 10% | 10% | 8% | 3% | 0% | 0% | 0% | 10% | 34% | 0% | 4% | 3% | 5% | 8% | 5% | 100% | IMME-EQUIP | IMME-CORE | INITIAL_RULESET:ELEC_EQUIP | 80% | REQUIRES BACKTEST | LOW | Electrical equipment family.
EXP-0413 | SUB-0413 | SUBCATEGORY | BC-0022 | IMME component class (TP&N HRC Fused 32 Amp Incomer) | 10% | 10% | 8% | 3% | 0% | 0% | 0% | 10% | 34% | 0% | 4% | 3% | 5% | 8% | 5% | 100% | IMME-EQUIP | IMME-CORE | INITIAL_RULESET:ELEC_EQUIP | 80% | REQUIRES BACKTEST | LOW | Electrical equipment family.
EXP-0414 | SUB-0414 | SUBCATEGORY | BC-0022 | Fuse protection carrier (HRC fuse carrier) | 10% | 10% | 8% | 3% | 0% | 0% | 0% | 10% | 34% | 0% | 4% | 3% | 5% | 8% | 5% | 100% | IMME-EQUIP | IMME-CORE | INITIAL_RULESET:ELEC_EQUIP | 80% | REQUIRES BACKTEST | LOW | Electrical equipment family.
EXP-0415 | SUB-0415 | SUBCATEGORY | BC-0022 | IMME Board/panel assembly (Board) | 10% | 10% | 8% | 3% | 0% | 0% | 0% | 10% | 34% | 0% | 4% | 3% | 5% | 8% | 5% | 100% | IMME-EQUIP | IMME-CORE | INITIAL_RULESET:ELEC_EQUIP | 80% | REQUIRES BACKTEST | LOW | Electrical equipment family.
EXP-0416 | SUB-0416 | SUBCATEGORY | BC-0022 | IMME component class (Residual Current Device 230V) | 10% | 10% | 8% | 3% | 0% | 0% | 0% | 10% | 34% | 0% | 4% | 3% | 5% | 8% | 5% | 100% | IMME-EQUIP | IMME-CORE | INITIAL_RULESET:ELEC_EQUIP | 80% | REQUIRES BACKTEST | LOW | Electrical equipment family.
EXP-0417 | SUB-0417 | SUBCATEGORY | BC-0022 | IMME component class (Contactor relays) | 10% | 10% | 8% | 3% | 0% | 0% | 0% | 10% | 34% | 0% | 4% | 3% | 5% | 8% | 5% | 100% | IMME-EQUIP | IMME-CORE | INITIAL_RULESET:ELEC_EQUIP | 80% | REQUIRES BACKTEST | LOW | Electrical equipment family.
EXP-0418 | SUB-0418 | SUBCATEGORY | BC-0022 | IMME Final accessory component (HV switchgear lineup classes) | 10% | 10% | 8% | 3% | 0% | 0% | 0% | 10% | 34% | 0% | 4% | 3% | 5% | 8% | 5% | 100% | IMME-EQUIP | IMME-CORE | INITIAL_RULESET:ELEC_EQUIP | 80% | REQUIRES BACKTEST | LOW | Electrical equipment family.
EXP-0419 | SUB-0419 | SUBCATEGORY | BC-0022 | LV main switchboard current band | 10% | 10% | 8% | 3% | 0% | 0% | 0% | 10% | 34% | 0% | 4% | 3% | 5% | 8% | 5% | 100% | IMME-EQUIP | IMME-CORE | INITIAL_RULESET:ELEC_EQUIP | 80% | REQUIRES BACKTEST | LOW | Electrical equipment family.
EXP-0420 | SUB-0420 | SUBCATEGORY | BC-0022 | Moulded-case circuit-breaker current band | 10% | 10% | 8% | 3% | 0% | 0% | 0% | 10% | 34% | 0% | 4% | 3% | 5% | 8% | 5% | 100% | IMME-EQUIP | IMME-CORE | INITIAL_RULESET:ELEC_EQUIP | 80% | REQUIRES BACKTEST | LOW | Electrical equipment family.
EXP-0421 | SUB-0421 | SUBCATEGORY | BC-0022 | Air-circuit-breaker current band | 10% | 10% | 8% | 3% | 0% | 0% | 0% | 10% | 34% | 0% | 4% | 3% | 5% | 8% | 5% | 100% | IMME-EQUIP | IMME-CORE | INITIAL_RULESET:ELEC_EQUIP | 80% | REQUIRES BACKTEST | LOW | Electrical equipment family.
EXP-0422 | SUB-0422 | SUBCATEGORY | BC-0022 | MCC starter-way capacity band | 10% | 10% | 8% | 3% | 0% | 0% | 0% | 10% | 34% | 0% | 4% | 3% | 5% | 8% | 5% | 100% | IMME-EQUIP | IMME-CORE | INITIAL_RULESET:ELEC_EQUIP | 80% | REQUIRES BACKTEST | LOW | Electrical equipment family.
EXP-0423 | SUB-0423 | SUBCATEGORY | BC-0022 | Automatic transfer-switch current band | 10% | 10% | 8% | 3% | 0% | 0% | 0% | 10% | 34% | 0% | 4% | 3% | 5% | 8% | 5% | 100% | IMME-EQUIP | IMME-CORE | INITIAL_RULESET:ELEC_EQUIP | 80% | REQUIRES BACKTEST | LOW | Electrical equipment family.
EXP-0424 | SUB-0424 | SUBCATEGORY | BC-0022 | Incomer/section/coupler panel current band | 10% | 10% | 8% | 3% | 0% | 0% | 0% | 10% | 34% | 0% | 4% | 3% | 5% | 8% | 5% | 100% | IMME-EQUIP | IMME-CORE | INITIAL_RULESET:ELEC_EQUIP | 80% | REQUIRES BACKTEST | LOW | Electrical equipment family.
EXP-0425 | SUB-0425 | SUBCATEGORY | BC-0022 | Switchboard metering + protection module class | 10% | 10% | 8% | 3% | 0% | 0% | 0% | 10% | 34% | 0% | 4% | 3% | 5% | 8% | 5% | 100% | IMME-EQUIP | IMME-CORE | INITIAL_RULESET:ELEC_EQUIP | 80% | REQUIRES BACKTEST | LOW | Electrical equipment family.
EXP-0426 | SUB-0426 | SUBCATEGORY | BC-0023 | Recessed LED luminaire class | 8% | 6% | 0% | 8% | 0% | 0% | 5% | 15% | 34% | 0% | 4% | 0% | 5% | 10% | 5% | 100% | IMME-EQUIP | IMME-LAB | INITIAL_RULESET:LIGHTING | 80% | REQUIRES BACKTEST | LOW | Lighting family.
EXP-0427 | SUB-0427 | SUBCATEGORY | BC-0023 | Surface-mounted LED luminaire class | 8% | 6% | 0% | 8% | 0% | 0% | 5% | 15% | 34% | 0% | 4% | 0% | 5% | 10% | 5% | 100% | IMME-EQUIP | IMME-LAB | INITIAL_RULESET:LIGHTING | 80% | REQUIRES BACKTEST | LOW | Lighting family.
EXP-0428 | SUB-0428 | SUBCATEGORY | BC-0023 | Pendant luminaire class | 8% | 6% | 0% | 8% | 0% | 0% | 5% | 15% | 34% | 0% | 4% | 0% | 5% | 10% | 5% | 100% | IMME-EQUIP | IMME-LAB | INITIAL_RULESET:LIGHTING | 80% | REQUIRES BACKTEST | LOW | Lighting family.
EXP-0429 | SUB-0429 | SUBCATEGORY | BC-0023 | Linear luminaire class | 8% | 6% | 0% | 8% | 0% | 0% | 5% | 15% | 34% | 0% | 4% | 0% | 5% | 10% | 5% | 100% | IMME-EQUIP | IMME-LAB | INITIAL_RULESET:LIGHTING | 80% | REQUIRES BACKTEST | LOW | Lighting family.
EXP-0430 | SUB-0430 | SUBCATEGORY | BC-0023 | External/weatherproof luminaire class | 8% | 6% | 0% | 8% | 0% | 0% | 5% | 15% | 34% | 0% | 4% | 0% | 5% | 10% | 5% | 100% | IMME-EQUIP | IMME-LAB | INITIAL_RULESET:LIGHTING | 80% | REQUIRES BACKTEST | LOW | Lighting family.
EXP-0431 | SUB-0431 | SUBCATEGORY | BC-0023 | Emergency luminaire class | 8% | 6% | 0% | 8% | 0% | 0% | 5% | 15% | 34% | 0% | 4% | 0% | 5% | 10% | 5% | 100% | IMME-EQUIP | IMME-LAB | INITIAL_RULESET:LIGHTING | 80% | REQUIRES BACKTEST | LOW | Lighting family.
EXP-0432 | SUB-0432 | SUBCATEGORY | BC-0023 | Feature/decorative luminaire class | 8% | 6% | 0% | 8% | 0% | 0% | 5% | 15% | 34% | 0% | 4% | 0% | 5% | 10% | 5% | 100% | IMME-EQUIP | IMME-LAB | INITIAL_RULESET:LIGHTING | 80% | REQUIRES BACKTEST | LOW | Lighting family.
EXP-0433 | SUB-0433 | SUBCATEGORY | BC-0024 | Cable route (cable) | 8% | 38% | 0% | 0% | 0% | 0% | 15% | 20% | 5% | 0% | 4% | 3% | 3% | 0% | 4% | 100% | IMME-CU | IMME-LAB | INITIAL_RULESET:CABLE_CU | 78% | REQUIRES BACKTEST | MEDIUM | Generic cable family assumed copper-dominant.
EXP-0434 | SUB-0434 | SUBCATEGORY | BC-0024 | High-voltage end interface (HV cable termination) | 8% | 38% | 0% | 0% | 0% | 0% | 15% | 20% | 5% | 0% | 4% | 3% | 3% | 0% | 4% | 100% | IMME-CU | IMME-LAB | INITIAL_RULESET:CABLE_CU | 78% | REQUIRES BACKTEST | MEDIUM | Generic cable family assumed copper-dominant.
EXP-0435 | SUB-0435 | SUBCATEGORY | BC-0024 | LV intake-panel current band | 10% | 10% | 8% | 3% | 0% | 0% | 0% | 10% | 34% | 0% | 4% | 3% | 5% | 8% | 5% | 100% | IMME-EQUIP | IMME-CORE | INITIAL_RULESET:ELEC_EQUIP | 62% | REQUIRES BACKTEST | HIGH | Broad electrical category.
EXP-0436 | SUB-0436 | SUBCATEGORY | BC-0024 | Three-phase electricity meter class | 10% | 10% | 8% | 3% | 0% | 0% | 0% | 10% | 34% | 0% | 4% | 3% | 5% | 8% | 5% | 100% | IMME-EQUIP | IMME-CORE | INITIAL_RULESET:ELEC_EQUIP | 62% | REQUIRES BACKTEST | HIGH | Broad electrical category.
EXP-0437 | SUB-0437 | SUBCATEGORY | BC-0024 | Current-transformer set ratio band | 10% | 10% | 8% | 3% | 0% | 0% | 0% | 10% | 34% | 0% | 4% | 3% | 5% | 8% | 5% | 100% | IMME-EQUIP | IMME-CORE | INITIAL_RULESET:ELEC_EQUIP | 62% | REQUIRES BACKTEST | HIGH | Broad electrical category.
EXP-0438 | SUB-0438 | SUBCATEGORY | BC-0024 | Metering communication/interface class | 10% | 10% | 8% | 3% | 0% | 0% | 0% | 10% | 34% | 0% | 4% | 3% | 5% | 8% | 5% | 100% | IMME-EQUIP | IMME-CORE | INITIAL_RULESET:ELEC_EQUIP | 62% | REQUIRES BACKTEST | HIGH | Broad electrical category.
EXP-0439 | SUB-0439 | SUBCATEGORY | BC-0025 | AC EV charger duty band | 10% | 10% | 8% | 3% | 0% | 0% | 0% | 10% | 34% | 0% | 4% | 3% | 5% | 8% | 5% | 100% | IMME-EQUIP | IMME-CORE | INITIAL_RULESET:ELEC_EQUIP | 80% | REQUIRES BACKTEST | LOW | Electrical equipment family.
EXP-0440 | SUB-0440 | SUBCATEGORY | BC-0025 | DC rapid-charger duty band | 10% | 10% | 8% | 3% | 0% | 0% | 0% | 10% | 34% | 0% | 4% | 3% | 5% | 8% | 5% | 100% | IMME-EQUIP | IMME-CORE | INITIAL_RULESET:ELEC_EQUIP | 80% | REQUIRES BACKTEST | LOW | Electrical equipment family.
EXP-0441 | SUB-0441 | SUBCATEGORY | BC-0025 | EV distribution/protection equipment | 10% | 10% | 8% | 3% | 0% | 0% | 0% | 10% | 34% | 0% | 4% | 3% | 5% | 8% | 5% | 100% | IMME-EQUIP | IMME-CORE | INITIAL_RULESET:ELEC_EQUIP | 80% | REQUIRES BACKTEST | LOW | Electrical equipment family.
EXP-0442 | SUB-0442 | SUBCATEGORY | BC-0025 | Load-management controller class | 15% | 3% | 3% | 0% | 0% | 0% | 0% | 55% | 8% | 4% | 4% | 0% | 0% | 0% | 8% | 100% | IMME-LAB | IMME-CORE | INITIAL_RULESET:LABOUR_GENERAL | 72% | REQUIRES BACKTEST | MEDIUM | Labour/testing-intensive.
EXP-0443 | SUB-0443 | SUBCATEGORY | BC-0025 | EV pedestal/mounting equipment | 10% | 10% | 8% | 3% | 0% | 0% | 0% | 10% | 34% | 0% | 4% | 3% | 5% | 8% | 5% | 100% | IMME-EQUIP | IMME-CORE | INITIAL_RULESET:ELEC_EQUIP | 80% | REQUIRES BACKTEST | LOW | Electrical equipment family.
EXP-0444 | SUB-0444 | SUBCATEGORY | BC-0025 | EV charging commissioning/interface | 15% | 3% | 3% | 0% | 0% | 0% | 0% | 55% | 8% | 4% | 4% | 0% | 0% | 0% | 8% | 100% | IMME-LAB | IMME-CORE | INITIAL_RULESET:LABOUR_GENERAL | 72% | REQUIRES BACKTEST | MEDIUM | Labour/testing-intensive.
EXP-0445 | SUB-0445 | SUBCATEGORY | BC-0026 | Single-core armoured route (SWA cable) | 8% | 38% | 0% | 0% | 0% | 0% | 15% | 20% | 5% | 0% | 4% | 3% | 3% | 0% | 4% | 100% | IMME-CU | IMME-LAB | INITIAL_RULESET:CABLE_CU | 78% | REQUIRES BACKTEST | MEDIUM | Generic cable family assumed copper-dominant.
EXP-0446 | SUB-0446 | SUBCATEGORY | BC-0026 | Two-core armoured route (SWA cable) | 8% | 38% | 0% | 0% | 0% | 0% | 15% | 20% | 5% | 0% | 4% | 3% | 3% | 0% | 4% | 100% | IMME-CU | IMME-LAB | INITIAL_RULESET:CABLE_CU | 78% | REQUIRES BACKTEST | MEDIUM | Generic cable family assumed copper-dominant.
EXP-0447 | SUB-0447 | SUBCATEGORY | BC-0026 | Three-core armoured route (SWA cable) | 8% | 38% | 0% | 0% | 0% | 0% | 15% | 20% | 5% | 0% | 4% | 3% | 3% | 0% | 4% | 100% | IMME-CU | IMME-LAB | INITIAL_RULESET:CABLE_CU | 78% | REQUIRES BACKTEST | MEDIUM | Generic cable family assumed copper-dominant.
EXP-0448 | SUB-0448 | SUBCATEGORY | BC-0026 | Four-core armoured route (SWA cable) | 8% | 38% | 0% | 0% | 0% | 0% | 15% | 20% | 5% | 0% | 4% | 3% | 3% | 0% | 4% | 100% | IMME-CU | IMME-LAB | INITIAL_RULESET:CABLE_CU | 78% | REQUIRES BACKTEST | MEDIUM | Generic cable family assumed copper-dominant.
EXP-0449 | SUB-0449 | SUBCATEGORY | BC-0026 | Single-core conductor route (cable) | 10% | 0% | 0% | 0% | 0% | 0% | 42% | 25% | 3% | 6% | 6% | 0% | 3% | 0% | 5% | 100% | IMME-POLY | IMME-LAB | INITIAL_RULESET:POLYMER | 88% | REQUIRES BACKTEST | LOW | Explicit polymer/plastic wording.
EXP-0450 | SUB-0450 | SUBCATEGORY | BC-0026 | Two-core conductor route (cable) | 10% | 0% | 0% | 0% | 0% | 0% | 42% | 25% | 3% | 6% | 6% | 0% | 3% | 0% | 5% | 100% | IMME-POLY | IMME-LAB | INITIAL_RULESET:POLYMER | 88% | REQUIRES BACKTEST | LOW | Explicit polymer/plastic wording.
EXP-0451 | SUB-0451 | SUBCATEGORY | BC-0026 | Three-core conductor route (cable) | 10% | 0% | 0% | 0% | 0% | 0% | 42% | 25% | 3% | 6% | 6% | 0% | 3% | 0% | 5% | 100% | IMME-POLY | IMME-LAB | INITIAL_RULESET:POLYMER | 88% | REQUIRES BACKTEST | LOW | Explicit polymer/plastic wording.
EXP-0452 | SUB-0452 | SUBCATEGORY | BC-0026 | Four-core conductor route (cable) | 10% | 0% | 0% | 0% | 0% | 0% | 42% | 25% | 3% | 6% | 6% | 0% | 3% | 0% | 5% | 100% | IMME-POLY | IMME-LAB | INITIAL_RULESET:POLYMER | 88% | REQUIRES BACKTEST | LOW | Explicit polymer/plastic wording.
EXP-0453 | SUB-0453 | SUBCATEGORY | BC-0026 | Single-core conductor route (cable) | 8% | 0% | 45% | 0% | 2% | 0% | 0% | 25% | 3% | 7% | 5% | 0% | 0% | 0% | 5% | 100% | IMME-FE | IMME-LAB | INITIAL_RULESET:STEEL_PIPE | 84% | REQUIRES BACKTEST | LOW | Explicit ferrous wording.
EXP-0454 | SUB-0454 | SUBCATEGORY | BC-0026 | Two-core conductor route (cable) | 8% | 0% | 45% | 0% | 2% | 0% | 0% | 25% | 3% | 7% | 5% | 0% | 0% | 0% | 5% | 100% | IMME-FE | IMME-LAB | INITIAL_RULESET:STEEL_PIPE | 84% | REQUIRES BACKTEST | LOW | Explicit ferrous wording.
EXP-0455 | SUB-0455 | SUBCATEGORY | BC-0026 | Three-core conductor route (cable) | 8% | 0% | 45% | 0% | 2% | 0% | 0% | 25% | 3% | 7% | 5% | 0% | 0% | 0% | 5% | 100% | IMME-FE | IMME-LAB | INITIAL_RULESET:STEEL_PIPE | 84% | REQUIRES BACKTEST | LOW | Explicit ferrous wording.
EXP-0456 | SUB-0456 | SUBCATEGORY | BC-0026 | Four-core conductor route (cable) | 8% | 0% | 45% | 0% | 2% | 0% | 0% | 25% | 3% | 7% | 5% | 0% | 0% | 0% | 5% | 100% | IMME-FE | IMME-LAB | INITIAL_RULESET:STEEL_PIPE | 84% | REQUIRES BACKTEST | LOW | Explicit ferrous wording.
EXP-0457 | SUB-0457 | SUBCATEGORY | BC-0026 | Single-core conductor route (cable) | 8% | 38% | 0% | 0% | 0% | 0% | 15% | 20% | 5% | 0% | 4% | 3% | 3% | 0% | 4% | 100% | IMME-CU | IMME-LAB | INITIAL_RULESET:CABLE_CU | 78% | REQUIRES BACKTEST | MEDIUM | Generic cable family assumed copper-dominant.
EXP-0458 | SUB-0458 | SUBCATEGORY | BC-0026 | Two-core conductor route (cable) | 8% | 38% | 0% | 0% | 0% | 0% | 15% | 20% | 5% | 0% | 4% | 3% | 3% | 0% | 4% | 100% | IMME-CU | IMME-LAB | INITIAL_RULESET:CABLE_CU | 78% | REQUIRES BACKTEST | MEDIUM | Generic cable family assumed copper-dominant.
EXP-0459 | SUB-0459 | SUBCATEGORY | BC-0026 | Three-core conductor route (cable) | 8% | 38% | 0% | 0% | 0% | 0% | 15% | 20% | 5% | 0% | 4% | 3% | 3% | 0% | 4% | 100% | IMME-CU | IMME-LAB | INITIAL_RULESET:CABLE_CU | 78% | REQUIRES BACKTEST | MEDIUM | Generic cable family assumed copper-dominant.
EXP-0460 | SUB-0460 | SUBCATEGORY | BC-0026 | Four-core conductor route (cable) | 8% | 38% | 0% | 0% | 0% | 0% | 15% | 20% | 5% | 0% | 4% | 3% | 3% | 0% | 4% | 100% | IMME-CU | IMME-LAB | INITIAL_RULESET:CABLE_CU | 78% | REQUIRES BACKTEST | MEDIUM | Generic cable family assumed copper-dominant.
EXP-0461 | SUB-0461 | SUBCATEGORY | BC-0027 | Busbar power route (busbar) | 8% | 28% | 8% | 15% | 0% | 0% | 0% | 18% | 10% | 0% | 4% | 0% | 3% | 2% | 4% | 100% | IMME-CU | IMME-LAB | INITIAL_RULESET:BUSBAR | 88% | REQUIRES BACKTEST | LOW | Busbar assembly.
EXP-0462 | SUB-0462 | SUBCATEGORY | BC-0027 | Route-angle geometry (elbow) | 8% | 28% | 8% | 15% | 0% | 0% | 0% | 18% | 10% | 0% | 4% | 0% | 3% | 2% | 4% | 100% | IMME-CU | IMME-LAB | INITIAL_RULESET:BUSBAR | 88% | REQUIRES BACKTEST | LOW | Busbar assembly.
EXP-0463 | SUB-0463 | SUBCATEGORY | BC-0027 | IMME component class (Busbar offset) | 8% | 28% | 8% | 15% | 0% | 0% | 0% | 18% | 10% | 0% | 4% | 0% | 3% | 2% | 4% | 100% | IMME-CU | IMME-LAB | INITIAL_RULESET:BUSBAR | 88% | REQUIRES BACKTEST | LOW | Busbar assembly.
EXP-0464 | SUB-0464 | SUBCATEGORY | BC-0027 | IMME Branch node component (Busbar edge/tee unit) | 8% | 28% | 8% | 15% | 0% | 0% | 0% | 18% | 10% | 0% | 4% | 0% | 3% | 2% | 4% | 100% | IMME-CU | IMME-LAB | INITIAL_RULESET:BUSBAR | 88% | REQUIRES BACKTEST | LOW | Busbar assembly.
EXP-0465 | SUB-0465 | SUBCATEGORY | BC-0027 | TP+N take-off interface (tap-off) | 8% | 28% | 8% | 15% | 0% | 0% | 0% | 18% | 10% | 0% | 4% | 0% | 3% | 2% | 4% | 100% | IMME-CU | IMME-LAB | INITIAL_RULESET:BUSBAR | 88% | REQUIRES BACKTEST | LOW | Busbar assembly.
EXP-0466 | SUB-0466 | SUBCATEGORY | BC-0027 | Busbar power route (busbar) | 8% | 28% | 8% | 15% | 0% | 0% | 0% | 18% | 10% | 0% | 4% | 0% | 3% | 2% | 4% | 100% | IMME-CU | IMME-LAB | INITIAL_RULESET:BUSBAR | 88% | REQUIRES BACKTEST | LOW | Busbar assembly.
EXP-0467 | SUB-0467 | SUBCATEGORY | BC-0027 | IMME component class (Busbar end-feed unit) | 8% | 28% | 8% | 15% | 0% | 0% | 0% | 18% | 10% | 0% | 4% | 0% | 3% | 2% | 4% | 100% | IMME-CU | IMME-LAB | INITIAL_RULESET:BUSBAR | 88% | REQUIRES BACKTEST | LOW | Busbar assembly.
EXP-0468 | SUB-0468 | SUBCATEGORY | BC-0027 | Terminal seal point (end cap) | 8% | 28% | 8% | 15% | 0% | 0% | 0% | 18% | 10% | 0% | 4% | 0% | 3% | 2% | 4% | 100% | IMME-CU | IMME-LAB | INITIAL_RULESET:BUSBAR | 88% | REQUIRES BACKTEST | LOW | Busbar assembly.
EXP-0469 | SUB-0469 | SUBCATEGORY | BC-0027 | Route-angle geometry (elbow) | 8% | 28% | 8% | 15% | 0% | 0% | 0% | 18% | 10% | 0% | 4% | 0% | 3% | 2% | 4% | 100% | IMME-CU | IMME-LAB | INITIAL_RULESET:BUSBAR | 88% | REQUIRES BACKTEST | LOW | Busbar assembly.
EXP-0470 | SUB-0470 | SUBCATEGORY | BC-0027 | IMME Branch node component (Tee fitting) | 8% | 28% | 8% | 15% | 0% | 0% | 0% | 18% | 10% | 0% | 4% | 0% | 3% | 2% | 4% | 100% | IMME-CU | IMME-LAB | INITIAL_RULESET:BUSBAR | 88% | REQUIRES BACKTEST | LOW | Busbar assembly.
EXP-0471 | SUB-0471 | SUBCATEGORY | BC-0027 | IMME component class (TP+N tap-off unit) | 8% | 28% | 8% | 15% | 0% | 0% | 0% | 18% | 10% | 0% | 4% | 0% | 3% | 2% | 4% | 100% | IMME-CU | IMME-LAB | INITIAL_RULESET:BUSBAR | 88% | REQUIRES BACKTEST | LOW | Busbar assembly.
EXP-0472 | SUB-0472 | SUBCATEGORY | BC-0027 | Busbar expansion-unit current band | 8% | 28% | 8% | 15% | 0% | 0% | 0% | 18% | 10% | 0% | 4% | 0% | 3% | 2% | 4% | 100% | IMME-CU | IMME-LAB | INITIAL_RULESET:BUSBAR | 88% | REQUIRES BACKTEST | LOW | Busbar assembly.
EXP-0473 | SUB-0473 | SUBCATEGORY | BC-0027 | Busbar flexible-connection unit current band | 8% | 28% | 8% | 15% | 0% | 0% | 0% | 18% | 10% | 0% | 4% | 0% | 3% | 2% | 4% | 100% | IMME-CU | IMME-LAB | INITIAL_RULESET:BUSBAR | 88% | REQUIRES BACKTEST | LOW | Busbar assembly.
EXP-0474 | SUB-0474 | SUBCATEGORY | BC-0028 | Light-duty support spine (cable ladder) | 8% | 38% | 0% | 0% | 0% | 0% | 15% | 20% | 5% | 0% | 4% | 3% | 3% | 0% | 4% | 100% | IMME-CU | IMME-LAB | INITIAL_RULESET:CABLE_CU | 78% | REQUIRES BACKTEST | MEDIUM | Generic cable family assumed copper-dominant.
EXP-0475 | SUB-0475 | SUBCATEGORY | BC-0028 | Medium-duty support spine (cable ladder) | 8% | 38% | 0% | 0% | 0% | 0% | 15% | 20% | 5% | 0% | 4% | 3% | 3% | 0% | 4% | 100% | IMME-CU | IMME-LAB | INITIAL_RULESET:CABLE_CU | 78% | REQUIRES BACKTEST | MEDIUM | Generic cable family assumed copper-dominant.
EXP-0476 | SUB-0476 | SUBCATEGORY | BC-0028 | Light-duty ladder route-change (cable ladder bend) | 8% | 38% | 0% | 0% | 0% | 0% | 15% | 20% | 5% | 0% | 4% | 3% | 3% | 0% | 4% | 100% | IMME-CU | IMME-LAB | INITIAL_RULESET:CABLE_CU | 78% | REQUIRES BACKTEST | MEDIUM | Generic cable family assumed copper-dominant.
EXP-0477 | SUB-0477 | SUBCATEGORY | BC-0028 | IMME Cable route/component (Light-duty cable ladder tees) | 8% | 38% | 0% | 0% | 0% | 0% | 15% | 20% | 5% | 0% | 4% | 3% | 3% | 0% | 4% | 100% | IMME-CU | IMME-LAB | INITIAL_RULESET:CABLE_CU | 78% | REQUIRES BACKTEST | MEDIUM | Generic cable family assumed copper-dominant.
EXP-0478 | SUB-0478 | SUBCATEGORY | BC-0028 | IMME Cable route/component (Heavy-duty galvanised cable ladder) | 7% | 0% | 35% | 0% | 12% | 0% | 0% | 25% | 4% | 7% | 5% | 0% | 0% | 0% | 5% | 100% | IMME-FE | IMME-LAB | INITIAL_RULESET:GALVANISED | 84% | REQUIRES BACKTEST | LOW | Galvanised/ductwork/containment assembly.
EXP-0479 | SUB-0479 | SUBCATEGORY | BC-0028 | IMME Cable route/component (Heavy-duty cable ladder bends) | 8% | 38% | 0% | 0% | 0% | 0% | 15% | 20% | 5% | 0% | 4% | 3% | 3% | 0% | 4% | 100% | IMME-CU | IMME-LAB | INITIAL_RULESET:CABLE_CU | 78% | REQUIRES BACKTEST | MEDIUM | Generic cable family assumed copper-dominant.
EXP-0480 | SUB-0480 | SUBCATEGORY | BC-0028 | Heavy-duty ladder branch node (cable ladder tee) | 8% | 38% | 0% | 0% | 0% | 0% | 15% | 20% | 5% | 0% | 4% | 3% | 3% | 0% | 4% | 100% | IMME-CU | IMME-LAB | INITIAL_RULESET:CABLE_CU | 78% | REQUIRES BACKTEST | MEDIUM | Generic cable family assumed copper-dominant.
EXP-0481 | SUB-0481 | SUBCATEGORY | BC-0028 | IMME size/duty mark — Ladder Rack / 4Way Crossovers / Sets | 8% | 38% | 0% | 0% | 0% | 0% | 15% | 20% | 5% | 0% | 4% | 3% | 3% | 0% | 4% | 100% | IMME-CU | IMME-LAB | INITIAL_RULESET:CABLE_CU | 78% | REQUIRES BACKTEST | MEDIUM | Generic cable family assumed copper-dominant.
EXP-0482 | SUB-0482 | SUBCATEGORY | BC-0028 | Light-duty tray route (cable tray) | 7% | 0% | 35% | 0% | 12% | 0% | 0% | 25% | 4% | 7% | 5% | 0% | 0% | 0% | 5% | 100% | IMME-FE | IMME-LAB | INITIAL_RULESET:GALVANISED | 84% | REQUIRES BACKTEST | LOW | Galvanised/ductwork/containment assembly.
EXP-0483 | SUB-0483 | SUBCATEGORY | BC-0028 | Light-duty tray width transition (cable tray reducer) | 7% | 0% | 35% | 0% | 12% | 0% | 0% | 25% | 4% | 7% | 5% | 0% | 0% | 0% | 5% | 100% | IMME-FE | IMME-LAB | INITIAL_RULESET:GALVANISED | 84% | REQUIRES BACKTEST | LOW | Galvanised/ductwork/containment assembly.
EXP-0484 | SUB-0484 | SUBCATEGORY | BC-0028 | Light-duty tray route-change (cable tray bend) | 7% | 0% | 35% | 0% | 12% | 0% | 0% | 25% | 4% | 7% | 5% | 0% | 0% | 0% | 5% | 100% | IMME-FE | IMME-LAB | INITIAL_RULESET:GALVANISED | 84% | REQUIRES BACKTEST | LOW | Galvanised/ductwork/containment assembly.
EXP-0485 | SUB-0485 | SUBCATEGORY | BC-0028 | Light-duty tray branch node (cable tray tee) | 7% | 0% | 35% | 0% | 12% | 0% | 0% | 25% | 4% | 7% | 5% | 0% | 0% | 0% | 5% | 100% | IMME-FE | IMME-LAB | INITIAL_RULESET:GALVANISED | 84% | REQUIRES BACKTEST | LOW | Galvanised/ductwork/containment assembly.
EXP-0486 | SUB-0486 | SUBCATEGORY | BC-0028 | IMME size/duty mark — Cable Trays / 4 Way Crossovers | 7% | 0% | 35% | 0% | 12% | 0% | 0% | 25% | 4% | 7% | 5% | 0% | 0% | 0% | 5% | 100% | IMME-FE | IMME-LAB | INITIAL_RULESET:GALVANISED | 84% | REQUIRES BACKTEST | LOW | Galvanised/ductwork/containment assembly.
EXP-0487 | SUB-0487 | SUBCATEGORY | BC-0028 | Medium-duty tray route (cable tray) | 7% | 0% | 35% | 0% | 12% | 0% | 0% | 25% | 4% | 7% | 5% | 0% | 0% | 0% | 5% | 100% | IMME-FE | IMME-LAB | INITIAL_RULESET:GALVANISED | 84% | REQUIRES BACKTEST | LOW | Galvanised/ductwork/containment assembly.
EXP-0488 | SUB-0488 | SUBCATEGORY | BC-0028 | IMME Cable route/component (Medium-duty cable tray reducers) | 7% | 0% | 35% | 0% | 12% | 0% | 0% | 25% | 4% | 7% | 5% | 0% | 0% | 0% | 5% | 100% | IMME-FE | IMME-LAB | INITIAL_RULESET:GALVANISED | 84% | REQUIRES BACKTEST | LOW | Galvanised/ductwork/containment assembly.
EXP-0489 | SUB-0489 | SUBCATEGORY | BC-0028 | Medium-duty tray route-change (cable tray bend) | 7% | 0% | 35% | 0% | 12% | 0% | 0% | 25% | 4% | 7% | 5% | 0% | 0% | 0% | 5% | 100% | IMME-FE | IMME-LAB | INITIAL_RULESET:GALVANISED | 84% | REQUIRES BACKTEST | LOW | Galvanised/ductwork/containment assembly.
EXP-0490 | SUB-0490 | SUBCATEGORY | BC-0028 | Medium-duty tray branch node (cable tray tee) | 7% | 0% | 35% | 0% | 12% | 0% | 0% | 25% | 4% | 7% | 5% | 0% | 0% | 0% | 5% | 100% | IMME-FE | IMME-LAB | INITIAL_RULESET:GALVANISED | 84% | REQUIRES BACKTEST | LOW | Galvanised/ductwork/containment assembly.
EXP-0491 | SUB-0491 | SUBCATEGORY | BC-0028 | IMME Cable route/component (GRP cable tray runs) | 7% | 0% | 35% | 0% | 12% | 0% | 0% | 25% | 4% | 7% | 5% | 0% | 0% | 0% | 5% | 100% | IMME-FE | IMME-LAB | INITIAL_RULESET:GALVANISED | 84% | REQUIRES BACKTEST | LOW | Galvanised/ductwork/containment assembly.
EXP-0492 | SUB-0492 | SUBCATEGORY | BC-0028 | IMME Cable route/component (GRP cable tray reducers) | 7% | 0% | 35% | 0% | 12% | 0% | 0% | 25% | 4% | 7% | 5% | 0% | 0% | 0% | 5% | 100% | IMME-FE | IMME-LAB | INITIAL_RULESET:GALVANISED | 84% | REQUIRES BACKTEST | LOW | Galvanised/ductwork/containment assembly.
EXP-0493 | SUB-0493 | SUBCATEGORY | BC-0028 | IMME Cable route/component (GRP cable tray bends) | 7% | 0% | 35% | 0% | 12% | 0% | 0% | 25% | 4% | 7% | 5% | 0% | 0% | 0% | 5% | 100% | IMME-FE | IMME-LAB | INITIAL_RULESET:GALVANISED | 84% | REQUIRES BACKTEST | LOW | Galvanised/ductwork/containment assembly.
EXP-0494 | SUB-0494 | SUBCATEGORY | BC-0028 | IMME Cable route/component (GRP cable tray bend covers) | 7% | 0% | 35% | 0% | 12% | 0% | 0% | 25% | 4% | 7% | 5% | 0% | 0% | 0% | 5% | 100% | IMME-FE | IMME-LAB | INITIAL_RULESET:GALVANISED | 84% | REQUIRES BACKTEST | LOW | Galvanised/ductwork/containment assembly.
EXP-0495 | SUB-0495 | SUBCATEGORY | BC-0028 | IMME Cable route/component (GRP cable tray tees) | 7% | 0% | 35% | 0% | 12% | 0% | 0% | 25% | 4% | 7% | 5% | 0% | 0% | 0% | 5% | 100% | IMME-FE | IMME-LAB | INITIAL_RULESET:GALVANISED | 84% | REQUIRES BACKTEST | LOW | Galvanised/ductwork/containment assembly.
EXP-0496 | SUB-0496 | SUBCATEGORY | BC-0028 | IMME Cable route/component (GRP cable tray tee covers) | 7% | 0% | 35% | 0% | 12% | 0% | 0% | 25% | 4% | 7% | 5% | 0% | 0% | 0% | 5% | 100% | IMME-FE | IMME-LAB | INITIAL_RULESET:GALVANISED | 84% | REQUIRES BACKTEST | LOW | Galvanised/ductwork/containment assembly.
EXP-0497 | SUB-0497 | SUBCATEGORY | BC-0028 | IMME Cable tray pathway (Light-duty basket tray runs) | 7% | 0% | 35% | 0% | 12% | 0% | 0% | 25% | 4% | 7% | 5% | 0% | 0% | 0% | 5% | 100% | IMME-FE | IMME-LAB | INITIAL_RULESET:GALVANISED | 84% | REQUIRES BACKTEST | LOW | Galvanised/ductwork/containment assembly.
EXP-0498 | SUB-0498 | SUBCATEGORY | BC-0028 | Basket pathway width transition (basket tray reducer) | 7% | 0% | 35% | 0% | 12% | 0% | 0% | 25% | 4% | 7% | 5% | 0% | 0% | 0% | 5% | 100% | IMME-FE | IMME-LAB | INITIAL_RULESET:GALVANISED | 84% | REQUIRES BACKTEST | LOW | Galvanised/ductwork/containment assembly.
EXP-0499 | SUB-0499 | SUBCATEGORY | BC-0028 | Basket pathway route-change (basket tray bend) | 7% | 0% | 35% | 0% | 12% | 0% | 0% | 25% | 4% | 7% | 5% | 0% | 0% | 0% | 5% | 100% | IMME-FE | IMME-LAB | INITIAL_RULESET:GALVANISED | 84% | REQUIRES BACKTEST | LOW | Galvanised/ductwork/containment assembly.
EXP-0500 | SUB-0500 | SUBCATEGORY | BC-0028 | Basket pathway branch node (basket tray tee) | 7% | 0% | 35% | 0% | 12% | 0% | 0% | 25% | 4% | 7% | 5% | 0% | 0% | 0% | 5% | 100% | IMME-FE | IMME-LAB | INITIAL_RULESET:GALVANISED | 84% | REQUIRES BACKTEST | LOW | Galvanised/ductwork/containment assembly.
EXP-0501 | SUB-0501 | SUBCATEGORY | BC-0028 | Basket pathway crossover node (basket tray crossover) | 7% | 0% | 35% | 0% | 12% | 0% | 0% | 25% | 4% | 7% | 5% | 0% | 0% | 0% | 5% | 100% | IMME-FE | IMME-LAB | INITIAL_RULESET:GALVANISED | 84% | REQUIRES BACKTEST | LOW | Galvanised/ductwork/containment assembly.
EXP-0502 | SUB-0502 | SUBCATEGORY | BC-0028 | IMME Cable tray pathway (Medium-duty basket tray runs) | 7% | 0% | 35% | 0% | 12% | 0% | 0% | 25% | 4% | 7% | 5% | 0% | 0% | 0% | 5% | 100% | IMME-FE | IMME-LAB | INITIAL_RULESET:GALVANISED | 84% | REQUIRES BACKTEST | LOW | Galvanised/ductwork/containment assembly.
EXP-0503 | SUB-0503 | SUBCATEGORY | BC-0028 | Basket pathway width transition (basket tray reducer) | 7% | 0% | 35% | 0% | 12% | 0% | 0% | 25% | 4% | 7% | 5% | 0% | 0% | 0% | 5% | 100% | IMME-FE | IMME-LAB | INITIAL_RULESET:GALVANISED | 84% | REQUIRES BACKTEST | LOW | Galvanised/ductwork/containment assembly.
EXP-0504 | SUB-0504 | SUBCATEGORY | BC-0028 | Basket pathway route-change (basket tray bend) | 7% | 0% | 35% | 0% | 12% | 0% | 0% | 25% | 4% | 7% | 5% | 0% | 0% | 0% | 5% | 100% | IMME-FE | IMME-LAB | INITIAL_RULESET:GALVANISED | 84% | REQUIRES BACKTEST | LOW | Galvanised/ductwork/containment assembly.
EXP-0505 | SUB-0505 | SUBCATEGORY | BC-0028 | Basket pathway branch node (basket tray tee) | 7% | 0% | 35% | 0% | 12% | 0% | 0% | 25% | 4% | 7% | 5% | 0% | 0% | 0% | 5% | 100% | IMME-FE | IMME-LAB | INITIAL_RULESET:GALVANISED | 84% | REQUIRES BACKTEST | LOW | Galvanised/ductwork/containment assembly.
EXP-0506 | SUB-0506 | SUBCATEGORY | BC-0028 | Basket pathway crossover node (basket tray crossover) | 7% | 0% | 35% | 0% | 12% | 0% | 0% | 25% | 4% | 7% | 5% | 0% | 0% | 0% | 5% | 100% | IMME-FE | IMME-LAB | INITIAL_RULESET:GALVANISED | 84% | REQUIRES BACKTEST | LOW | Galvanised/ductwork/containment assembly.
EXP-0507 | SUB-0507 | SUBCATEGORY | BC-0028 | IMME component class (Heavy-grade galvanised conduit) | 7% | 0% | 35% | 0% | 12% | 0% | 0% | 25% | 4% | 7% | 5% | 0% | 0% | 0% | 5% | 100% | IMME-FE | IMME-LAB | INITIAL_RULESET:GALVANISED | 84% | REQUIRES BACKTEST | LOW | Galvanised/ductwork/containment assembly.
EXP-0508 | SUB-0508 | SUBCATEGORY | BC-0028 | IMME component class (Light-grade PVC conduit) | 10% | 0% | 0% | 0% | 0% | 0% | 42% | 25% | 3% | 6% | 6% | 0% | 3% | 0% | 5% | 100% | IMME-POLY | IMME-LAB | INITIAL_RULESET:POLYMER | 88% | REQUIRES BACKTEST | LOW | Explicit polymer/plastic wording.
EXP-0509 | SUB-0509 | SUBCATEGORY | BC-0028 | IMME component class (Heavy-grade PVC conduit) | 10% | 0% | 0% | 0% | 0% | 0% | 42% | 25% | 3% | 6% | 6% | 0% | 3% | 0% | 5% | 100% | IMME-POLY | IMME-LAB | INITIAL_RULESET:POLYMER | 88% | REQUIRES BACKTEST | LOW | Explicit polymer/plastic wording.
EXP-0510 | SUB-0510 | SUBCATEGORY | BC-0028 | IMME component class (Flexible conduit) | 8% | 38% | 0% | 0% | 0% | 0% | 15% | 20% | 5% | 0% | 4% | 3% | 3% | 0% | 4% | 100% | IMME-CU | IMME-LAB | INITIAL_RULESET:CABLE_CU | 78% | REQUIRES BACKTEST | MEDIUM | Generic cable family assumed copper-dominant.
EXP-0511 | SUB-0511 | SUBCATEGORY | BC-0028 | IMME component class (Adaptable conduit boxes) | 8% | 38% | 0% | 0% | 0% | 0% | 15% | 20% | 5% | 0% | 4% | 3% | 3% | 0% | 4% | 100% | IMME-CU | IMME-LAB | INITIAL_RULESET:CABLE_CU | 78% | REQUIRES BACKTEST | MEDIUM | Generic cable family assumed copper-dominant.
EXP-0512 | SUB-0512 | SUBCATEGORY | BC-0028 | Terminal joining strip (connector) | 8% | 38% | 0% | 0% | 0% | 0% | 15% | 20% | 5% | 0% | 4% | 3% | 3% | 0% | 4% | 100% | IMME-CU | IMME-LAB | INITIAL_RULESET:CABLE_CU | 78% | REQUIRES BACKTEST | MEDIUM | Generic cable family assumed copper-dominant.
EXP-0513 | SUB-0513 | SUBCATEGORY | BC-0028 | Single-compartment metal route (steel trunking) | 7% | 0% | 35% | 0% | 12% | 0% | 0% | 25% | 4% | 7% | 5% | 0% | 0% | 0% | 5% | 100% | IMME-FE | IMME-LAB | INITIAL_RULESET:GALVANISED | 84% | REQUIRES BACKTEST | LOW | Galvanised/ductwork/containment assembly.
EXP-0514 | SUB-0514 | SUBCATEGORY | BC-0028 | Steel trunking terminal seal (stop end) | 7% | 0% | 35% | 0% | 12% | 0% | 0% | 25% | 4% | 7% | 5% | 0% | 0% | 0% | 5% | 100% | IMME-FE | IMME-LAB | INITIAL_RULESET:GALVANISED | 84% | REQUIRES BACKTEST | LOW | Galvanised/ductwork/containment assembly.
EXP-0515 | SUB-0515 | SUBCATEGORY | BC-0028 | Steel trunking bolted join (flanged connector) | 7% | 0% | 35% | 0% | 12% | 0% | 0% | 25% | 4% | 7% | 5% | 0% | 0% | 0% | 5% | 100% | IMME-FE | IMME-LAB | INITIAL_RULESET:GALVANISED | 84% | REQUIRES BACKTEST | LOW | Galvanised/ductwork/containment assembly.
EXP-0516 | SUB-0516 | SUBCATEGORY | BC-0028 | Steel trunking route-change (bend) | 7% | 0% | 35% | 0% | 12% | 0% | 0% | 25% | 4% | 7% | 5% | 0% | 0% | 0% | 5% | 100% | IMME-FE | IMME-LAB | INITIAL_RULESET:GALVANISED | 84% | REQUIRES BACKTEST | LOW | Galvanised/ductwork/containment assembly.
EXP-0517 | SUB-0517 | SUBCATEGORY | BC-0028 | Steel trunking branch node (tee) | 7% | 0% | 35% | 0% | 12% | 0% | 0% | 25% | 4% | 7% | 5% | 0% | 0% | 0% | 5% | 100% | IMME-FE | IMME-LAB | INITIAL_RULESET:GALVANISED | 84% | REQUIRES BACKTEST | LOW | Galvanised/ductwork/containment assembly.
EXP-0518 | SUB-0518 | SUBCATEGORY | BC-0028 | Steel trunking crossover node (cross) | 7% | 0% | 35% | 0% | 12% | 0% | 0% | 25% | 4% | 7% | 5% | 0% | 0% | 0% | 5% | 100% | IMME-FE | IMME-LAB | INITIAL_RULESET:GALVANISED | 84% | REQUIRES BACKTEST | LOW | Galvanised/ductwork/containment assembly.
EXP-0519 | SUB-0519 | SUBCATEGORY | BC-0028 | PVC protected route (trunking) | 10% | 0% | 0% | 0% | 0% | 0% | 42% | 25% | 3% | 6% | 6% | 0% | 3% | 0% | 5% | 100% | IMME-POLY | IMME-LAB | INITIAL_RULESET:POLYMER | 88% | REQUIRES BACKTEST | LOW | Explicit polymer/plastic wording.
EXP-0520 | SUB-0520 | SUBCATEGORY | BC-0028 | PVC trunking crossover node (cross) | 10% | 0% | 0% | 0% | 0% | 0% | 42% | 25% | 3% | 6% | 6% | 0% | 3% | 0% | 5% | 100% | IMME-POLY | IMME-LAB | INITIAL_RULESET:POLYMER | 88% | REQUIRES BACKTEST | LOW | Explicit polymer/plastic wording.
EXP-0521 | SUB-0521 | SUBCATEGORY | BC-0028 | PVC trunking terminal seal (stop end) | 10% | 0% | 0% | 0% | 0% | 0% | 42% | 25% | 3% | 6% | 6% | 0% | 3% | 0% | 5% | 100% | IMME-POLY | IMME-LAB | INITIAL_RULESET:POLYMER | 88% | REQUIRES BACKTEST | LOW | Explicit polymer/plastic wording.
EXP-0522 | SUB-0522 | SUBCATEGORY | BC-0028 | PVC trunking bolted join (flanged coupling) | 10% | 0% | 0% | 0% | 0% | 0% | 42% | 25% | 3% | 6% | 6% | 0% | 3% | 0% | 5% | 100% | IMME-POLY | IMME-LAB | INITIAL_RULESET:POLYMER | 88% | REQUIRES BACKTEST | LOW | Explicit polymer/plastic wording.
EXP-0523 | SUB-0523 | SUBCATEGORY | BC-0028 | PVC trunking corner join (internal/external coupling) | 10% | 0% | 0% | 0% | 0% | 0% | 42% | 25% | 3% | 6% | 6% | 0% | 3% | 0% | 5% | 100% | IMME-POLY | IMME-LAB | INITIAL_RULESET:POLYMER | 88% | REQUIRES BACKTEST | LOW | Explicit polymer/plastic wording.
EXP-0524 | SUB-0524 | SUBCATEGORY | BC-0028 | PVC trunking corner cover (angle cover) | 10% | 0% | 0% | 0% | 0% | 0% | 42% | 25% | 3% | 6% | 6% | 0% | 3% | 0% | 5% | 100% | IMME-POLY | IMME-LAB | INITIAL_RULESET:POLYMER | 88% | REQUIRES BACKTEST | LOW | Explicit polymer/plastic wording.
EXP-0525 | SUB-0525 | SUBCATEGORY | BC-0028 | PVC trunking branch node (tee) | 10% | 0% | 0% | 0% | 0% | 0% | 42% | 25% | 3% | 6% | 6% | 0% | 3% | 0% | 5% | 100% | IMME-POLY | IMME-LAB | INITIAL_RULESET:POLYMER | 88% | REQUIRES BACKTEST | LOW | Explicit polymer/plastic wording.
EXP-0526 | SUB-0526 | SUBCATEGORY | BC-0028 | Cable route (cable) | 8% | 38% | 0% | 0% | 0% | 0% | 15% | 20% | 5% | 0% | 4% | 3% | 3% | 0% | 4% | 100% | IMME-CU | IMME-LAB | INITIAL_RULESET:CABLE_CU | 78% | REQUIRES BACKTEST | MEDIUM | Generic cable family assumed copper-dominant.
EXP-0527 | SUB-0527 | SUBCATEGORY | BC-0028 | Single-core conductor route (cable) | 10% | 0% | 0% | 0% | 0% | 0% | 42% | 25% | 3% | 6% | 6% | 0% | 3% | 0% | 5% | 100% | IMME-POLY | IMME-LAB | INITIAL_RULESET:POLYMER | 88% | REQUIRES BACKTEST | LOW | Explicit polymer/plastic wording.
EXP-0528 | SUB-0528 | SUBCATEGORY | BC-0028 | Two-core conductor route (cable) | 10% | 0% | 0% | 0% | 0% | 0% | 42% | 25% | 3% | 6% | 6% | 0% | 3% | 0% | 5% | 100% | IMME-POLY | IMME-LAB | INITIAL_RULESET:POLYMER | 88% | REQUIRES BACKTEST | LOW | Explicit polymer/plastic wording.
EXP-0529 | SUB-0529 | SUBCATEGORY | BC-0028 | Three-core conductor route (cable) | 10% | 0% | 0% | 0% | 0% | 0% | 42% | 25% | 3% | 6% | 6% | 0% | 3% | 0% | 5% | 100% | IMME-POLY | IMME-LAB | INITIAL_RULESET:POLYMER | 88% | REQUIRES BACKTEST | LOW | Explicit polymer/plastic wording.
EXP-0530 | SUB-0530 | SUBCATEGORY | BC-0028 | Four-core conductor route (cable) | 10% | 0% | 0% | 0% | 0% | 0% | 42% | 25% | 3% | 6% | 6% | 0% | 3% | 0% | 5% | 100% | IMME-POLY | IMME-LAB | INITIAL_RULESET:POLYMER | 88% | REQUIRES BACKTEST | LOW | Explicit polymer/plastic wording.
EXP-0531 | SUB-0531 | SUBCATEGORY | BC-0028 | Cable route (cable) | 8% | 38% | 0% | 0% | 0% | 0% | 15% | 20% | 5% | 0% | 4% | 3% | 3% | 0% | 4% | 100% | IMME-CU | IMME-LAB | INITIAL_RULESET:CABLE_CU | 78% | REQUIRES BACKTEST | MEDIUM | Generic cable family assumed copper-dominant.
EXP-0532 | SUB-0532 | SUBCATEGORY | BC-0028 | IMME duty band — FP200 Single Core | 8% | 38% | 0% | 0% | 0% | 0% | 15% | 20% | 5% | 0% | 4% | 3% | 3% | 0% | 4% | 100% | IMME-CU | IMME-LAB | INITIAL_RULESET:CABLE_CU | 78% | REQUIRES BACKTEST | MEDIUM | Generic cable family assumed copper-dominant.
EXP-0533 | SUB-0533 | SUBCATEGORY | BC-0028 | IMME duty band — FP200 Two Core | 8% | 38% | 0% | 0% | 0% | 0% | 15% | 20% | 5% | 0% | 4% | 3% | 3% | 0% | 4% | 100% | IMME-CU | IMME-LAB | INITIAL_RULESET:CABLE_CU | 78% | REQUIRES BACKTEST | MEDIUM | Generic cable family assumed copper-dominant.
EXP-0534 | SUB-0534 | SUBCATEGORY | BC-0028 | IMME duty band — FP200 Three Core | 8% | 38% | 0% | 0% | 0% | 0% | 15% | 20% | 5% | 0% | 4% | 3% | 3% | 0% | 4% | 100% | IMME-CU | IMME-LAB | INITIAL_RULESET:CABLE_CU | 78% | REQUIRES BACKTEST | MEDIUM | Generic cable family assumed copper-dominant.
EXP-0535 | SUB-0535 | SUBCATEGORY | BC-0028 | IMME duty band — FP200 Four Core | 8% | 38% | 0% | 0% | 0% | 0% | 15% | 20% | 5% | 0% | 4% | 3% | 3% | 0% | 4% | 100% | IMME-CU | IMME-LAB | INITIAL_RULESET:CABLE_CU | 78% | REQUIRES BACKTEST | MEDIUM | Generic cable family assumed copper-dominant.
EXP-0536 | SUB-0536 | SUBCATEGORY | BC-0028 | IMME duty band — FP400 Two Core | 8% | 38% | 0% | 0% | 0% | 0% | 15% | 20% | 5% | 0% | 4% | 3% | 3% | 0% | 4% | 100% | IMME-CU | IMME-LAB | INITIAL_RULESET:CABLE_CU | 78% | REQUIRES BACKTEST | MEDIUM | Generic cable family assumed copper-dominant.
EXP-0537 | SUB-0537 | SUBCATEGORY | BC-0028 | IMME duty band — FP400 Three Core | 8% | 38% | 0% | 0% | 0% | 0% | 15% | 20% | 5% | 0% | 4% | 3% | 3% | 0% | 4% | 100% | IMME-CU | IMME-LAB | INITIAL_RULESET:CABLE_CU | 78% | REQUIRES BACKTEST | MEDIUM | Generic cable family assumed copper-dominant.
EXP-0538 | SUB-0538 | SUBCATEGORY | BC-0028 | IMME duty band — FP400 Four Core | 8% | 38% | 0% | 0% | 0% | 0% | 15% | 20% | 5% | 0% | 4% | 3% | 3% | 0% | 4% | 100% | IMME-CU | IMME-LAB | INITIAL_RULESET:CABLE_CU | 78% | REQUIRES BACKTEST | MEDIUM | Generic cable family assumed copper-dominant.
EXP-0539 | SUB-0539 | SUBCATEGORY | BC-0028 | IMME duty band — FP600 Two Core | 8% | 38% | 0% | 0% | 0% | 0% | 15% | 20% | 5% | 0% | 4% | 3% | 3% | 0% | 4% | 100% | IMME-CU | IMME-LAB | INITIAL_RULESET:CABLE_CU | 78% | REQUIRES BACKTEST | MEDIUM | Generic cable family assumed copper-dominant.
EXP-0540 | SUB-0540 | SUBCATEGORY | BC-0028 | IMME duty band — FP600 Three Core | 8% | 38% | 0% | 0% | 0% | 0% | 15% | 20% | 5% | 0% | 4% | 3% | 3% | 0% | 4% | 100% | IMME-CU | IMME-LAB | INITIAL_RULESET:CABLE_CU | 78% | REQUIRES BACKTEST | MEDIUM | Generic cable family assumed copper-dominant.
EXP-0541 | SUB-0541 | SUBCATEGORY | BC-0028 | IMME duty band — FP600 Four Core | 8% | 38% | 0% | 0% | 0% | 0% | 15% | 20% | 5% | 0% | 4% | 3% | 3% | 0% | 4% | 100% | IMME-CU | IMME-LAB | INITIAL_RULESET:CABLE_CU | 78% | REQUIRES BACKTEST | MEDIUM | Generic cable family assumed copper-dominant.
EXP-0542 | SUB-0542 | SUBCATEGORY | BC-0028 | Cable route (cable) | 8% | 38% | 0% | 0% | 0% | 0% | 15% | 20% | 5% | 0% | 4% | 3% | 3% | 0% | 4% | 100% | IMME-CU | IMME-LAB | INITIAL_RULESET:CABLE_CU | 78% | REQUIRES BACKTEST | MEDIUM | Generic cable family assumed copper-dominant.
EXP-0543 | SUB-0543 | SUBCATEGORY | BC-0028 | IMME MetalLink prefinished cable system | 8% | 38% | 0% | 0% | 0% | 0% | 15% | 20% | 5% | 0% | 4% | 3% | 3% | 0% | 4% | 100% | IMME-CU | IMME-LAB | INITIAL_RULESET:CABLE_CU | 78% | REQUIRES BACKTEST | MEDIUM | Generic cable family assumed copper-dominant.
EXP-0544 | SUB-0544 | SUBCATEGORY | BC-0028 | IMME size/duty mark — 3 WIRE EXTENDER Armoured | 8% | 38% | 0% | 0% | 0% | 0% | 15% | 20% | 5% | 0% | 4% | 3% | 3% | 0% | 4% | 100% | IMME-CU | IMME-LAB | INITIAL_RULESET:CABLE_CU | 78% | REQUIRES BACKTEST | MEDIUM | Generic cable family assumed copper-dominant.
EXP-0545 | SUB-0545 | SUBCATEGORY | BC-0028 | IMME size/duty mark — 4 WIRE EXTENDER Armoured | 8% | 38% | 0% | 0% | 0% | 0% | 15% | 20% | 5% | 0% | 4% | 3% | 3% | 0% | 4% | 100% | IMME-CU | IMME-LAB | INITIAL_RULESET:CABLE_CU | 78% | REQUIRES BACKTEST | MEDIUM | Generic cable family assumed copper-dominant.
EXP-0546 | SUB-0546 | SUBCATEGORY | BC-0028 | IMME size/duty mark — 3 WIRE EXTENDER UNArmoured | 8% | 38% | 0% | 0% | 0% | 0% | 15% | 20% | 5% | 0% | 4% | 3% | 3% | 0% | 4% | 100% | IMME-CU | IMME-LAB | INITIAL_RULESET:CABLE_CU | 78% | REQUIRES BACKTEST | MEDIUM | Generic cable family assumed copper-dominant.
EXP-0547 | SUB-0547 | SUBCATEGORY | BC-0028 | IMME size/duty mark — 4 WIRE EXTENDER UNArmoured | 8% | 38% | 0% | 0% | 0% | 0% | 15% | 20% | 5% | 0% | 4% | 3% | 3% | 0% | 4% | 100% | IMME-CU | IMME-LAB | INITIAL_RULESET:CABLE_CU | 78% | REQUIRES BACKTEST | MEDIUM | Generic cable family assumed copper-dominant.
EXP-0548 | SUB-0548 | SUBCATEGORY | BC-0028 | System interface components (components) | 8% | 38% | 0% | 0% | 0% | 0% | 15% | 20% | 5% | 0% | 4% | 3% | 3% | 0% | 4% | 100% | IMME-CU | IMME-LAB | INITIAL_RULESET:CABLE_CU | 78% | REQUIRES BACKTEST | MEDIUM | Generic cable family assumed copper-dominant.
EXP-0549 | SUB-0549 | SUBCATEGORY | BC-0028 | IMME size/duty mark — Push-button modules | 8% | 38% | 0% | 0% | 0% | 0% | 15% | 20% | 5% | 0% | 4% | 3% | 3% | 0% | 4% | 100% | IMME-CU | IMME-LAB | INITIAL_RULESET:CABLE_CU | 78% | REQUIRES BACKTEST | MEDIUM | Generic cable family assumed copper-dominant.
EXP-0550 | SUB-0550 | SUBCATEGORY | BC-0028 | IMME component class (Junction boxes) | 8% | 38% | 0% | 0% | 0% | 0% | 15% | 20% | 5% | 0% | 4% | 3% | 3% | 0% | 4% | 100% | IMME-CU | IMME-LAB | INITIAL_RULESET:CABLE_CU | 78% | REQUIRES BACKTEST | MEDIUM | Generic cable family assumed copper-dominant.
EXP-0551 | SUB-0551 | SUBCATEGORY | BC-0028 | Moulded final accessory (plastic switch) | 10% | 0% | 0% | 0% | 0% | 0% | 42% | 25% | 3% | 6% | 6% | 0% | 3% | 0% | 5% | 100% | IMME-POLY | IMME-LAB | INITIAL_RULESET:POLYMER | 88% | REQUIRES BACKTEST | LOW | Explicit polymer/plastic wording.
EXP-0552 | SUB-0552 | SUBCATEGORY | BC-0028 | Metalclad final accessory (metalclad switch) | 8% | 38% | 0% | 0% | 0% | 0% | 15% | 20% | 5% | 0% | 4% | 3% | 3% | 0% | 4% | 100% | IMME-CU | IMME-LAB | INITIAL_RULESET:CABLE_CU | 78% | REQUIRES BACKTEST | MEDIUM | Generic cable family assumed copper-dominant.
EXP-0553 | SUB-0553 | SUBCATEGORY | BC-0028 | Lighting level control (dimmer switch) | 8% | 38% | 0% | 0% | 0% | 0% | 15% | 20% | 5% | 0% | 4% | 3% | 3% | 0% | 4% | 100% | IMME-CU | IMME-LAB | INITIAL_RULESET:CABLE_CU | 78% | REQUIRES BACKTEST | MEDIUM | Generic cable family assumed copper-dominant.
EXP-0554 | SUB-0554 | SUBCATEGORY | BC-0028 | Ceiling lighting connection (ceiling rose) | 8% | 38% | 0% | 0% | 0% | 0% | 15% | 20% | 5% | 0% | 4% | 3% | 3% | 0% | 4% | 100% | IMME-CU | IMME-LAB | INITIAL_RULESET:CABLE_CU | 78% | REQUIRES BACKTEST | MEDIUM | Generic cable family assumed copper-dominant.
EXP-0555 | SUB-0555 | SUBCATEGORY | BC-0028 | IMME Socket interface (Plastic socket outlets) | 10% | 0% | 0% | 0% | 0% | 0% | 42% | 25% | 3% | 6% | 6% | 0% | 3% | 0% | 5% | 100% | IMME-POLY | IMME-LAB | INITIAL_RULESET:POLYMER | 88% | REQUIRES BACKTEST | LOW | Explicit polymer/plastic wording.
EXP-0556 | SUB-0556 | SUBCATEGORY | BC-0028 | IMME Socket interface (Galvanised socket outlets) | 7% | 0% | 35% | 0% | 12% | 0% | 0% | 25% | 4% | 7% | 5% | 0% | 0% | 0% | 5% | 100% | IMME-FE | IMME-LAB | INITIAL_RULESET:GALVANISED | 84% | REQUIRES BACKTEST | LOW | Galvanised/ductwork/containment assembly.
EXP-0557 | SUB-0557 | SUBCATEGORY | BC-0028 | IMME Socket interface (Galvanised neon socket outlets) | 7% | 0% | 35% | 0% | 12% | 0% | 0% | 25% | 4% | 7% | 5% | 0% | 0% | 0% | 5% | 100% | IMME-FE | IMME-LAB | INITIAL_RULESET:GALVANISED | 84% | REQUIRES BACKTEST | LOW | Galvanised/ductwork/containment assembly.
EXP-0558 | SUB-0558 | SUBCATEGORY | BC-0028 | IMME component class (Standard plugs) | 8% | 38% | 0% | 0% | 0% | 0% | 15% | 20% | 5% | 0% | 4% | 3% | 3% | 0% | 4% | 100% | IMME-CU | IMME-LAB | INITIAL_RULESET:CABLE_CU | 78% | REQUIRES BACKTEST | MEDIUM | Generic cable family assumed copper-dominant.
EXP-0559 | SUB-0559 | SUBCATEGORY | BC-0028 | IMME duty band — IP66 Watertight Outdoor Socket/Plug | 8% | 38% | 0% | 0% | 0% | 0% | 15% | 20% | 5% | 0% | 4% | 3% | 3% | 0% | 4% | 100% | IMME-CU | IMME-LAB | INITIAL_RULESET:CABLE_CU | 78% | REQUIRES BACKTEST | MEDIUM | Generic cable family assumed copper-dominant.
EXP-0560 | SUB-0560 | SUBCATEGORY | BC-0028 | IMME component class (Standard-finish floor boxes) | 8% | 38% | 0% | 0% | 0% | 0% | 15% | 20% | 5% | 0% | 4% | 3% | 3% | 0% | 4% | 100% | IMME-CU | IMME-LAB | INITIAL_RULESET:CABLE_CU | 78% | REQUIRES BACKTEST | MEDIUM | Generic cable family assumed copper-dominant.
EXP-0561 | SUB-0561 | SUBCATEGORY | BC-0028 | IMME component class (Connection units) | 8% | 38% | 0% | 0% | 0% | 0% | 15% | 20% | 5% | 0% | 4% | 3% | 3% | 0% | 4% | 100% | IMME-CU | IMME-LAB | INITIAL_RULESET:CABLE_CU | 78% | REQUIRES BACKTEST | MEDIUM | Generic cable family assumed copper-dominant.
EXP-0562 | SUB-0562 | SUBCATEGORY | BC-0028 | IMME component class (Galvanised connection units) | 7% | 0% | 35% | 0% | 12% | 0% | 0% | 25% | 4% | 7% | 5% | 0% | 0% | 0% | 5% | 100% | IMME-FE | IMME-LAB | INITIAL_RULESET:GALVANISED | 84% | REQUIRES BACKTEST | LOW | Galvanised/ductwork/containment assembly.
EXP-0563 | SUB-0563 | SUBCATEGORY | BC-0028 | IMME Socket interface (Shaver sockets) | 8% | 38% | 0% | 0% | 0% | 0% | 15% | 20% | 5% | 0% | 4% | 3% | 3% | 0% | 4% | 100% | IMME-CU | IMME-LAB | INITIAL_RULESET:CABLE_CU | 78% | REQUIRES BACKTEST | MEDIUM | Generic cable family assumed copper-dominant.
EXP-0564 | SUB-0564 | SUBCATEGORY | BC-0028 | IMME component class (Cooker control units) | 8% | 38% | 0% | 0% | 0% | 0% | 15% | 20% | 5% | 0% | 4% | 3% | 3% | 0% | 4% | 100% | IMME-CU | IMME-LAB | INITIAL_RULESET:CABLE_CU | 78% | REQUIRES BACKTEST | MEDIUM | Generic cable family assumed copper-dominant.
EXP-0565 | SUB-0565 | SUBCATEGORY | BC-0028 | IMME component class (Thermostats) | 8% | 38% | 0% | 0% | 0% | 0% | 15% | 20% | 5% | 0% | 4% | 3% | 3% | 0% | 4% | 100% | IMME-CU | IMME-LAB | INITIAL_RULESET:CABLE_CU | 78% | REQUIRES BACKTEST | MEDIUM | Generic cable family assumed copper-dominant.
EXP-0566 | SUB-0566 | SUBCATEGORY | BC-0028 | IMME Final accessory component (Switch disconnectors) | 8% | 38% | 0% | 0% | 0% | 0% | 15% | 20% | 5% | 0% | 4% | 3% | 3% | 0% | 4% | 100% | IMME-CU | IMME-LAB | INITIAL_RULESET:CABLE_CU | 78% | REQUIRES BACKTEST | MEDIUM | Generic cable family assumed copper-dominant.
EXP-0567 | SUB-0567 | SUBCATEGORY | BC-0029 | Presence/daylight sensor class | 8% | 6% | 0% | 8% | 0% | 0% | 5% | 15% | 34% | 0% | 4% | 0% | 5% | 10% | 5% | 100% | IMME-EQUIP | IMME-LAB | INITIAL_RULESET:LIGHTING | 80% | REQUIRES BACKTEST | LOW | Lighting family.
EXP-0568 | SUB-0568 | SUBCATEGORY | BC-0029 | Lighting-control module class | 8% | 6% | 0% | 8% | 0% | 0% | 5% | 15% | 34% | 0% | 4% | 0% | 5% | 10% | 5% | 100% | IMME-EQUIP | IMME-LAB | INITIAL_RULESET:LIGHTING | 80% | REQUIRES BACKTEST | LOW | Lighting family.
EXP-0569 | SUB-0569 | SUBCATEGORY | BC-0029 | DALI controller/gateway class | 8% | 6% | 0% | 8% | 0% | 0% | 5% | 15% | 34% | 0% | 4% | 0% | 5% | 10% | 5% | 100% | IMME-EQUIP | IMME-LAB | INITIAL_RULESET:LIGHTING | 80% | REQUIRES BACKTEST | LOW | Lighting family.
EXP-0570 | SUB-0570 | SUBCATEGORY | BC-0029 | Scene-control interface class | 8% | 6% | 0% | 8% | 0% | 0% | 5% | 15% | 34% | 0% | 4% | 0% | 5% | 10% | 5% | 100% | IMME-EQUIP | IMME-LAB | INITIAL_RULESET:LIGHTING | 80% | REQUIRES BACKTEST | LOW | Lighting family.
EXP-0571 | SUB-0571 | SUBCATEGORY | BC-0029 | Lighting-control panel class | 8% | 6% | 0% | 8% | 0% | 0% | 5% | 15% | 34% | 0% | 4% | 0% | 5% | 10% | 5% | 100% | IMME-EQUIP | IMME-LAB | INITIAL_RULESET:LIGHTING | 80% | REQUIRES BACKTEST | LOW | Lighting family.
EXP-0572 | SUB-0572 | SUBCATEGORY | BC-0029 | Lighting commissioning/integration band | 15% | 3% | 3% | 0% | 0% | 0% | 0% | 55% | 8% | 4% | 4% | 0% | 0% | 0% | 8% | 100% | IMME-LAB | IMME-CORE | INITIAL_RULESET:LABOUR_GENERAL | 72% | REQUIRES BACKTEST | MEDIUM | Labour/testing-intensive.
EXP-0573 | SUB-0573 | SUBCATEGORY | BC-0030 | Field sensing/control devices (field devices) | 10% | 5% | 0% | 0% | 0% | 0% | 0% | 15% | 40% | 0% | 4% | 4% | 6% | 10% | 6% | 100% | IMME-EQUIP | IMME-LAB | INITIAL_RULESET:CONTROLS | 78% | REQUIRES BACKTEST | MEDIUM | Low-voltage electronic/control system.
EXP-0574 | SUB-0574 | SUBCATEGORY | BC-0030 | Intruder alarm devices | 10% | 5% | 0% | 0% | 0% | 0% | 0% | 15% | 40% | 0% | 4% | 4% | 6% | 10% | 6% | 100% | IMME-EQUIP | IMME-LAB | INITIAL_RULESET:CONTROLS | 78% | REQUIRES BACKTEST | MEDIUM | Low-voltage electronic/control system.
EXP-0575 | SUB-0575 | SUBCATEGORY | BC-0030 | CCTV devices | 10% | 5% | 0% | 0% | 0% | 0% | 0% | 15% | 40% | 0% | 4% | 4% | 6% | 10% | 6% | 100% | IMME-EQUIP | IMME-LAB | INITIAL_RULESET:CONTROLS | 78% | REQUIRES BACKTEST | MEDIUM | Low-voltage electronic/control system.
EXP-0576 | SUB-0576 | SUBCATEGORY | BC-0030 | Network video recorder channel band | 15% | 3% | 3% | 0% | 0% | 0% | 0% | 55% | 8% | 4% | 4% | 0% | 0% | 0% | 8% | 100% | IMME-LAB | IMME-CORE | INITIAL_RULESET:LABOUR_GENERAL | 72% | REQUIRES BACKTEST | MEDIUM | Labour/testing-intensive.
EXP-0577 | SUB-0577 | SUBCATEGORY | BC-0030 | Video-management software channel band | 15% | 3% | 3% | 0% | 0% | 0% | 0% | 55% | 8% | 4% | 4% | 0% | 0% | 0% | 8% | 100% | IMME-LAB | IMME-CORE | INITIAL_RULESET:LABOUR_GENERAL | 72% | REQUIRES BACKTEST | MEDIUM | Labour/testing-intensive.
EXP-0578 | SUB-0578 | SUBCATEGORY | BC-0030 | Security controller + PSU capacity band | 15% | 3% | 3% | 0% | 0% | 0% | 0% | 55% | 8% | 4% | 4% | 0% | 0% | 0% | 8% | 100% | IMME-LAB | IMME-CORE | INITIAL_RULESET:LABOUR_GENERAL | 72% | REQUIRES BACKTEST | MEDIUM | Labour/testing-intensive.
EXP-0579 | SUB-0579 | SUBCATEGORY | BC-0030 | Security display + intercom equipment class | 15% | 3% | 3% | 0% | 0% | 0% | 0% | 55% | 8% | 4% | 4% | 0% | 0% | 0% | 8% | 100% | IMME-LAB | IMME-CORE | INITIAL_RULESET:LABOUR_GENERAL | 72% | REQUIRES BACKTEST | MEDIUM | Labour/testing-intensive.
EXP-0580 | SUB-0580 | SUBCATEGORY | BC-0031 | Cable route (cable) | 8% | 38% | 0% | 0% | 0% | 0% | 15% | 20% | 5% | 0% | 4% | 3% | 3% | 0% | 4% | 100% | IMME-CU | IMME-LAB | INITIAL_RULESET:CABLE_CU | 78% | REQUIRES BACKTEST | MEDIUM | Generic cable family assumed copper-dominant.
EXP-0581 | SUB-0581 | SUBCATEGORY | BC-0031 | IMME component class (Plastic telephone outlets) | 10% | 0% | 0% | 0% | 0% | 0% | 42% | 25% | 3% | 6% | 6% | 0% | 3% | 0% | 5% | 100% | IMME-POLY | IMME-LAB | INITIAL_RULESET:POLYMER | 88% | REQUIRES BACKTEST | LOW | Explicit polymer/plastic wording.
EXP-0582 | SUB-0582 | SUBCATEGORY | BC-0031 | IMME component class (Chrome telephone outlets) | 10% | 5% | 0% | 0% | 0% | 0% | 0% | 15% | 40% | 0% | 4% | 4% | 6% | 10% | 6% | 100% | IMME-EQUIP | IMME-LAB | INITIAL_RULESET:CONTROLS | 78% | REQUIRES BACKTEST | MEDIUM | Low-voltage electronic/control system.
EXP-0583 | SUB-0583 | SUBCATEGORY | BC-0031 | IMME component class (Patch panels) | 10% | 5% | 0% | 0% | 0% | 0% | 0% | 15% | 40% | 0% | 4% | 4% | 6% | 10% | 6% | 100% | IMME-EQUIP | IMME-LAB | INITIAL_RULESET:CONTROLS | 78% | REQUIRES BACKTEST | MEDIUM | Low-voltage electronic/control system.
EXP-0584 | SUB-0584 | SUBCATEGORY | BC-0031 | IMME Socket interface (TV coax socket outlets) | 10% | 5% | 0% | 0% | 0% | 0% | 0% | 15% | 40% | 0% | 4% | 4% | 6% | 10% | 6% | 100% | IMME-EQUIP | IMME-LAB | INITIAL_RULESET:CONTROLS | 78% | REQUIRES BACKTEST | MEDIUM | Low-voltage electronic/control system.
EXP-0585 | SUB-0585 | SUBCATEGORY | BC-0031 | IMME component class (Copper data cabling) | 8% | 48% | 0% | 0% | 0% | 0% | 3% | 25% | 2% | 4% | 5% | 0% | 0% | 0% | 5% | 100% | IMME-CU | IMME-LAB | INITIAL_RULESET:COPPER_PIPE | 88% | REQUIRES BACKTEST | LOW | Explicit copper/brass/bronze wording.
EXP-0586 | SUB-0586 | SUBCATEGORY | BC-0031 | IMME component class (Data outlet plates) | 10% | 5% | 0% | 0% | 0% | 0% | 0% | 15% | 40% | 0% | 4% | 4% | 6% | 10% | 6% | 100% | IMME-EQUIP | IMME-LAB | INITIAL_RULESET:CONTROLS | 78% | REQUIRES BACKTEST | MEDIUM | Low-voltage electronic/control system.
EXP-0587 | SUB-0587 | SUBCATEGORY | BC-0031 | Metalclad data outlet plate (data plate) | 10% | 5% | 0% | 0% | 0% | 0% | 0% | 15% | 40% | 0% | 4% | 4% | 6% | 10% | 6% | 100% | IMME-EQUIP | IMME-LAB | INITIAL_RULESET:CONTROLS | 78% | REQUIRES BACKTEST | MEDIUM | Low-voltage electronic/control system.
EXP-0588 | SUB-0588 | SUBCATEGORY | BC-0031 | IMME component class (Copper Patch Leads RJ45) | 8% | 48% | 0% | 0% | 0% | 0% | 3% | 25% | 2% | 4% | 5% | 0% | 0% | 0% | 5% | 100% | IMME-CU | IMME-LAB | INITIAL_RULESET:COPPER_PIPE | 88% | REQUIRES BACKTEST | LOW | Explicit copper/brass/bronze wording.
EXP-0589 | SUB-0589 | SUBCATEGORY | BC-0031 | IMME Cable route/component (Fibre optic cable) | 8% | 38% | 0% | 0% | 0% | 0% | 15% | 20% | 5% | 0% | 4% | 3% | 3% | 0% | 4% | 100% | IMME-CU | IMME-LAB | INITIAL_RULESET:CABLE_CU | 78% | REQUIRES BACKTEST | MEDIUM | Generic cable family assumed copper-dominant.
EXP-0590 | SUB-0590 | SUBCATEGORY | BC-0031 | IMME Connection interface component (Fibre connectors) | 10% | 5% | 0% | 0% | 0% | 0% | 0% | 15% | 40% | 0% | 4% | 4% | 6% | 10% | 6% | 100% | IMME-EQUIP | IMME-LAB | INITIAL_RULESET:CONTROLS | 78% | REQUIRES BACKTEST | MEDIUM | Low-voltage electronic/control system.
EXP-0591 | SUB-0591 | SUBCATEGORY | BC-0031 | IMME component class (Fibre patch leads) | 10% | 5% | 0% | 0% | 0% | 0% | 0% | 15% | 40% | 0% | 4% | 4% | 6% | 10% | 6% | 100% | IMME-EQUIP | IMME-LAB | INITIAL_RULESET:CONTROLS | 78% | REQUIRES BACKTEST | MEDIUM | Low-voltage electronic/control system.
EXP-0592 | SUB-0592 | SUBCATEGORY | BC-0031 | Network cabinet/rack capacity band | 10% | 5% | 0% | 0% | 0% | 0% | 0% | 15% | 40% | 0% | 4% | 4% | 6% | 10% | 6% | 100% | IMME-EQUIP | IMME-LAB | INITIAL_RULESET:CONTROLS | 78% | REQUIRES BACKTEST | MEDIUM | Low-voltage electronic/control system.
EXP-0593 | SUB-0593 | SUBCATEGORY | BC-0031 | Fibre termination panel capacity band | 10% | 5% | 0% | 0% | 0% | 0% | 0% | 15% | 40% | 0% | 4% | 4% | 6% | 10% | 6% | 100% | IMME-EQUIP | IMME-LAB | INITIAL_RULESET:CONTROLS | 78% | REQUIRES BACKTEST | MEDIUM | Low-voltage electronic/control system.
EXP-0594 | SUB-0594 | SUBCATEGORY | BC-0031 | Managed network-switch port band | 10% | 5% | 0% | 0% | 0% | 0% | 0% | 15% | 40% | 0% | 4% | 4% | 6% | 10% | 6% | 100% | IMME-EQUIP | IMME-LAB | INITIAL_RULESET:CONTROLS | 78% | REQUIRES BACKTEST | MEDIUM | Low-voltage electronic/control system.
EXP-0595 | SUB-0595 | SUBCATEGORY | BC-0031 | Wireless access-point class | 8% | 38% | 0% | 0% | 0% | 0% | 15% | 20% | 5% | 0% | 4% | 3% | 3% | 0% | 4% | 100% | IMME-CU | IMME-LAB | INITIAL_RULESET:CABLE_CU | 78% | REQUIRES BACKTEST | MEDIUM | Generic cable family assumed copper-dominant.
EXP-0596 | SUB-0596 | SUBCATEGORY | BC-0031 | Fibre termination + splice enclosure class | 10% | 5% | 0% | 0% | 0% | 0% | 0% | 15% | 40% | 0% | 4% | 4% | 6% | 10% | 6% | 100% | IMME-EQUIP | IMME-LAB | INITIAL_RULESET:CONTROLS | 78% | REQUIRES BACKTEST | MEDIUM | Low-voltage electronic/control system.
EXP-0597 | SUB-0597 | SUBCATEGORY | BC-0031 | Display/screen class | 10% | 5% | 0% | 0% | 0% | 0% | 0% | 15% | 40% | 0% | 4% | 4% | 6% | 10% | 6% | 100% | IMME-EQUIP | IMME-LAB | INITIAL_RULESET:CONTROLS | 78% | REQUIRES BACKTEST | MEDIUM | Low-voltage electronic/control system.
EXP-0598 | SUB-0598 | SUBCATEGORY | BC-0031 | AV input/interface point | 10% | 5% | 0% | 0% | 0% | 0% | 0% | 15% | 40% | 0% | 4% | 4% | 6% | 10% | 6% | 100% | IMME-EQUIP | IMME-LAB | INITIAL_RULESET:CONTROLS | 78% | REQUIRES BACKTEST | MEDIUM | Low-voltage electronic/control system.
EXP-0599 | SUB-0599 | SUBCATEGORY | BC-0031 | AV matrix/controller class | 10% | 5% | 0% | 0% | 0% | 0% | 0% | 15% | 40% | 0% | 4% | 4% | 6% | 10% | 6% | 100% | IMME-EQUIP | IMME-LAB | INITIAL_RULESET:CONTROLS | 78% | REQUIRES BACKTEST | MEDIUM | Low-voltage electronic/control system.
EXP-0600 | SUB-0600 | SUBCATEGORY | BC-0031 | AV rack/equipment cabinet | 10% | 5% | 0% | 0% | 0% | 0% | 0% | 15% | 40% | 0% | 4% | 4% | 6% | 10% | 6% | 100% | IMME-EQUIP | IMME-LAB | INITIAL_RULESET:CONTROLS | 78% | REQUIRES BACKTEST | MEDIUM | Low-voltage electronic/control system.
EXP-0601 | SUB-0601 | SUBCATEGORY | BC-0031 | AV signal-distribution equipment | 10% | 5% | 0% | 0% | 0% | 0% | 0% | 15% | 40% | 0% | 4% | 4% | 6% | 10% | 6% | 100% | IMME-EQUIP | IMME-LAB | INITIAL_RULESET:CONTROLS | 78% | REQUIRES BACKTEST | MEDIUM | Low-voltage electronic/control system.
EXP-0602 | SUB-0602 | SUBCATEGORY | BC-0031 | Room-control interface | 10% | 5% | 0% | 0% | 0% | 0% | 0% | 15% | 40% | 0% | 4% | 4% | 6% | 10% | 6% | 100% | IMME-EQUIP | IMME-LAB | INITIAL_RULESET:CONTROLS | 78% | REQUIRES BACKTEST | MEDIUM | Low-voltage electronic/control system.
EXP-0603 | SUB-0603 | SUBCATEGORY | BC-0032 | Blind motor class | 10% | 5% | 0% | 0% | 0% | 0% | 0% | 15% | 40% | 0% | 4% | 4% | 6% | 10% | 6% | 100% | IMME-EQUIP | IMME-LAB | INITIAL_RULESET:CONTROLS | 78% | REQUIRES BACKTEST | MEDIUM | Low-voltage electronic/control system.
EXP-0604 | SUB-0604 | SUBCATEGORY | BC-0032 | Local blind-control interface | 10% | 5% | 0% | 0% | 0% | 0% | 0% | 15% | 40% | 0% | 4% | 4% | 6% | 10% | 6% | 100% | IMME-EQUIP | IMME-LAB | INITIAL_RULESET:CONTROLS | 78% | REQUIRES BACKTEST | MEDIUM | Low-voltage electronic/control system.
EXP-0605 | SUB-0605 | SUBCATEGORY | BC-0032 | Group blind controller | 10% | 5% | 0% | 0% | 0% | 0% | 0% | 15% | 40% | 0% | 4% | 4% | 6% | 10% | 6% | 100% | IMME-EQUIP | IMME-LAB | INITIAL_RULESET:CONTROLS | 78% | REQUIRES BACKTEST | MEDIUM | Low-voltage electronic/control system.
EXP-0606 | SUB-0606 | SUBCATEGORY | BC-0032 | Blind power-supply unit | 10% | 5% | 0% | 0% | 0% | 0% | 0% | 15% | 40% | 0% | 4% | 4% | 6% | 10% | 6% | 100% | IMME-EQUIP | IMME-LAB | INITIAL_RULESET:CONTROLS | 78% | REQUIRES BACKTEST | MEDIUM | Low-voltage electronic/control system.
EXP-0607 | SUB-0607 | SUBCATEGORY | BC-0032 | BMS/lighting integration interface | 10% | 5% | 0% | 0% | 0% | 0% | 0% | 15% | 40% | 0% | 4% | 4% | 6% | 10% | 6% | 100% | IMME-EQUIP | IMME-LAB | INITIAL_RULESET:CONTROLS | 78% | REQUIRES BACKTEST | MEDIUM | Low-voltage electronic/control system.
EXP-0608 | SUB-0608 | SUBCATEGORY | BC-0033 | Bedhead call-point class | 10% | 5% | 0% | 0% | 0% | 0% | 0% | 15% | 40% | 0% | 4% | 4% | 6% | 10% | 6% | 100% | IMME-EQUIP | IMME-LAB | INITIAL_RULESET:CONTROLS | 78% | REQUIRES BACKTEST | MEDIUM | Low-voltage electronic/control system.
EXP-0609 | SUB-0609 | SUBCATEGORY | BC-0033 | Overdoor indicator class | 10% | 5% | 0% | 0% | 0% | 0% | 0% | 15% | 40% | 0% | 4% | 4% | 6% | 10% | 6% | 100% | IMME-EQUIP | IMME-LAB | INITIAL_RULESET:CONTROLS | 78% | REQUIRES BACKTEST | MEDIUM | Low-voltage electronic/control system.
EXP-0610 | SUB-0610 | SUBCATEGORY | BC-0033 | Staff reset/cancel unit | 10% | 5% | 0% | 0% | 0% | 0% | 0% | 15% | 40% | 0% | 4% | 4% | 6% | 10% | 6% | 100% | IMME-EQUIP | IMME-LAB | INITIAL_RULESET:CONTROLS | 78% | REQUIRES BACKTEST | MEDIUM | Low-voltage electronic/control system.
EXP-0611 | SUB-0611 | SUBCATEGORY | BC-0033 | Nurse-call controller class | 10% | 5% | 0% | 0% | 0% | 0% | 0% | 15% | 40% | 0% | 4% | 4% | 6% | 10% | 6% | 100% | IMME-EQUIP | IMME-LAB | INITIAL_RULESET:CONTROLS | 78% | REQUIRES BACKTEST | MEDIUM | Low-voltage electronic/control system.
EXP-0612 | SUB-0612 | SUBCATEGORY | BC-0033 | Display/annunciator class | 10% | 5% | 0% | 0% | 0% | 0% | 0% | 15% | 40% | 0% | 4% | 4% | 6% | 10% | 6% | 100% | IMME-EQUIP | IMME-LAB | INITIAL_RULESET:CONTROLS | 78% | REQUIRES BACKTEST | MEDIUM | Low-voltage electronic/control system.
EXP-0613 | SUB-0613 | SUBCATEGORY | BC-0033 | Nurse-call PSU/interface equipment | 10% | 5% | 0% | 0% | 0% | 0% | 0% | 15% | 40% | 0% | 4% | 4% | 6% | 10% | 6% | 100% | IMME-EQUIP | IMME-LAB | INITIAL_RULESET:CONTROLS | 78% | REQUIRES BACKTEST | MEDIUM | Low-voltage electronic/control system.
EXP-0614 | SUB-0614 | SUBCATEGORY | BC-0034 | Field sensing/control devices (field devices) | 10% | 5% | 0% | 0% | 0% | 0% | 0% | 15% | 40% | 0% | 4% | 4% | 6% | 10% | 6% | 100% | IMME-EQUIP | IMME-LAB | INITIAL_RULESET:CONTROLS | 78% | REQUIRES BACKTEST | MEDIUM | Low-voltage electronic/control system.
EXP-0615 | SUB-0615 | SUBCATEGORY | BC-0034 | Disabled WC alarm component class | 10% | 5% | 0% | 0% | 0% | 0% | 0% | 15% | 40% | 0% | 4% | 4% | 6% | 10% | 6% | 100% | IMME-EQUIP | IMME-LAB | INITIAL_RULESET:CONTROLS | 78% | REQUIRES BACKTEST | MEDIUM | Low-voltage electronic/control system.
EXP-0616 | SUB-0616 | SUBCATEGORY | BC-0034 | Disabled-alarm packaged-system zone band | 10% | 5% | 0% | 0% | 0% | 0% | 0% | 15% | 40% | 0% | 4% | 4% | 6% | 10% | 6% | 100% | IMME-EQUIP | IMME-LAB | INITIAL_RULESET:CONTROLS | 78% | REQUIRES BACKTEST | MEDIUM | Low-voltage electronic/control system.
EXP-0617 | SUB-0617 | SUBCATEGORY | BC-0034 | Emergency refuge system class | 10% | 5% | 0% | 0% | 0% | 0% | 0% | 15% | 40% | 0% | 4% | 4% | 6% | 10% | 6% | 100% | IMME-EQUIP | IMME-LAB | INITIAL_RULESET:CONTROLS | 78% | REQUIRES BACKTEST | MEDIUM | Low-voltage electronic/control system.
EXP-0618 | SUB-0618 | SUBCATEGORY | BC-0034 | Loudspeaker class | 10% | 5% | 0% | 0% | 0% | 0% | 0% | 15% | 40% | 0% | 4% | 4% | 6% | 10% | 6% | 100% | IMME-EQUIP | IMME-LAB | INITIAL_RULESET:CONTROLS | 78% | REQUIRES BACKTEST | MEDIUM | Low-voltage electronic/control system.
EXP-0619 | SUB-0619 | SUBCATEGORY | BC-0034 | Voice-alarm amplifier class | 10% | 5% | 0% | 0% | 0% | 0% | 0% | 15% | 40% | 0% | 4% | 4% | 6% | 10% | 6% | 100% | IMME-EQUIP | IMME-LAB | INITIAL_RULESET:CONTROLS | 78% | REQUIRES BACKTEST | MEDIUM | Low-voltage electronic/control system.
EXP-0620 | SUB-0620 | SUBCATEGORY | BC-0034 | PA/VA controller class | 10% | 5% | 0% | 0% | 0% | 0% | 0% | 15% | 40% | 0% | 4% | 4% | 6% | 10% | 6% | 100% | IMME-EQUIP | IMME-LAB | INITIAL_RULESET:CONTROLS | 78% | REQUIRES BACKTEST | MEDIUM | Low-voltage electronic/control system.
EXP-0621 | SUB-0621 | SUBCATEGORY | BC-0034 | Paging microphone class | 10% | 5% | 0% | 0% | 0% | 0% | 0% | 15% | 40% | 0% | 4% | 4% | 6% | 10% | 6% | 100% | IMME-EQUIP | IMME-LAB | INITIAL_RULESET:CONTROLS | 78% | REQUIRES BACKTEST | MEDIUM | Low-voltage electronic/control system.
EXP-0622 | SUB-0622 | SUBCATEGORY | BC-0034 | Speaker-line interface/module | 10% | 5% | 0% | 0% | 0% | 0% | 0% | 15% | 40% | 0% | 4% | 4% | 6% | 10% | 6% | 100% | IMME-EQUIP | IMME-LAB | INITIAL_RULESET:CONTROLS | 78% | REQUIRES BACKTEST | MEDIUM | Low-voltage electronic/control system.
EXP-0623 | SUB-0623 | SUBCATEGORY | BC-0034 | PA/VA rack + PSU equipment | 10% | 5% | 0% | 0% | 0% | 0% | 0% | 15% | 40% | 0% | 4% | 4% | 6% | 10% | 6% | 100% | IMME-EQUIP | IMME-LAB | INITIAL_RULESET:CONTROLS | 78% | REQUIRES BACKTEST | MEDIUM | Low-voltage electronic/control system.
EXP-0624 | SUB-0624 | SUBCATEGORY | BC-0035 | PV module capacity band | 8% | 8% | 0% | 15% | 0% | 0% | 2% | 15% | 28% | 0% | 5% | 4% | 0% | 12% | 3% | 100% | IMME-EQUIP | IMME-AL | INITIAL_RULESET:PV | 82% | REQUIRES BACKTEST | LOW | PV equipment family.
EXP-0625 | SUB-0625 | SUBCATEGORY | BC-0035 | String inverter duty band | 8% | 8% | 0% | 15% | 0% | 0% | 2% | 15% | 28% | 0% | 5% | 4% | 0% | 12% | 3% | 100% | IMME-EQUIP | IMME-AL | INITIAL_RULESET:PV | 82% | REQUIRES BACKTEST | LOW | PV equipment family.
EXP-0626 | SUB-0626 | SUBCATEGORY | BC-0035 | PV mounting-system class | 8% | 8% | 0% | 15% | 0% | 0% | 2% | 15% | 28% | 0% | 5% | 4% | 0% | 12% | 3% | 100% | IMME-EQUIP | IMME-AL | INITIAL_RULESET:PV | 82% | REQUIRES BACKTEST | LOW | PV equipment family.
EXP-0627 | SUB-0627 | SUBCATEGORY | BC-0035 | DC isolator/protection class | 8% | 8% | 0% | 15% | 0% | 0% | 2% | 15% | 28% | 0% | 5% | 4% | 0% | 12% | 3% | 100% | IMME-EQUIP | IMME-AL | INITIAL_RULESET:PV | 82% | REQUIRES BACKTEST | LOW | PV equipment family.
EXP-0628 | SUB-0628 | SUBCATEGORY | BC-0035 | PV combiner equipment | 8% | 8% | 0% | 15% | 0% | 0% | 2% | 15% | 28% | 0% | 5% | 4% | 0% | 12% | 3% | 100% | IMME-EQUIP | IMME-AL | INITIAL_RULESET:PV | 82% | REQUIRES BACKTEST | LOW | PV equipment family.
EXP-0629 | SUB-0629 | SUBCATEGORY | BC-0035 | PV monitoring/interface equipment | 8% | 8% | 0% | 15% | 0% | 0% | 2% | 15% | 28% | 0% | 5% | 4% | 0% | 12% | 3% | 100% | IMME-EQUIP | IMME-AL | INITIAL_RULESET:PV | 82% | REQUIRES BACKTEST | LOW | PV equipment family.
EXP-0630 | SUB-0630 | SUBCATEGORY | BC-0036 | Cable route (cable) | 8% | 42% | 5% | 0% | 0% | 0% | 0% | 25% | 5% | 2% | 5% | 0% | 3% | 0% | 5% | 100% | IMME-CU | IMME-LAB | INITIAL_RULESET:EARTHING | 86% | REQUIRES BACKTEST | LOW | Earthing/lightning/bonding assembly.
EXP-0631 | SUB-0631 | SUBCATEGORY | BC-0036 | IMME component class (Earth bars) | 8% | 42% | 5% | 0% | 0% | 0% | 0% | 25% | 5% | 2% | 5% | 0% | 3% | 0% | 5% | 100% | IMME-CU | IMME-LAB | INITIAL_RULESET:EARTHING | 86% | REQUIRES BACKTEST | LOW | Earthing/lightning/bonding assembly.
EXP-0632 | SUB-0632 | SUBCATEGORY | BC-0036 | IMME component class (Disconnecting links) | 8% | 42% | 5% | 0% | 0% | 0% | 0% | 25% | 5% | 2% | 5% | 0% | 3% | 0% | 5% | 100% | IMME-CU | IMME-LAB | INITIAL_RULESET:EARTHING | 86% | REQUIRES BACKTEST | LOW | Earthing/lightning/bonding assembly.
EXP-0633 | SUB-0633 | SUBCATEGORY | BC-0036 | IMME component class (Crimp lugs) | 8% | 42% | 5% | 0% | 0% | 0% | 0% | 25% | 5% | 2% | 5% | 0% | 3% | 0% | 5% | 100% | IMME-CU | IMME-LAB | INITIAL_RULESET:EARTHING | 86% | REQUIRES BACKTEST | LOW | Earthing/lightning/bonding assembly.
EXP-0634 | SUB-0634 | SUBCATEGORY | BC-0036 | IMME component class (Earth clamps) | 8% | 42% | 5% | 0% | 0% | 0% | 0% | 25% | 5% | 2% | 5% | 0% | 3% | 0% | 5% | 100% | IMME-CU | IMME-LAB | INITIAL_RULESET:EARTHING | 86% | REQUIRES BACKTEST | LOW | Earthing/lightning/bonding assembly.
EXP-0635 | SUB-0635 | SUBCATEGORY | BC-0036 | IMME Air route component (Lightning conductor tape) | 8% | 42% | 5% | 0% | 0% | 0% | 0% | 25% | 5% | 2% | 5% | 0% | 3% | 0% | 5% | 100% | IMME-CU | IMME-LAB | INITIAL_RULESET:EARTHING | 86% | REQUIRES BACKTEST | LOW | Earthing/lightning/bonding assembly.
EXP-0636 | SUB-0636 | SUBCATEGORY | BC-0036 | IMME component class (Copper tape fixings) | 8% | 48% | 0% | 0% | 0% | 0% | 3% | 25% | 2% | 4% | 5% | 0% | 0% | 0% | 5% | 100% | IMME-CU | IMME-LAB | INITIAL_RULESET:COPPER_PIPE | 88% | REQUIRES BACKTEST | LOW | Explicit copper/brass/bronze wording.
EXP-0637 | SUB-0637 | SUBCATEGORY | BC-0036 | IMME Bolted interface component (Puddle flanges) | 8% | 42% | 5% | 0% | 0% | 0% | 0% | 25% | 5% | 2% | 5% | 0% | 3% | 0% | 5% | 100% | IMME-CU | IMME-LAB | INITIAL_RULESET:EARTHING | 86% | REQUIRES BACKTEST | LOW | Earthing/lightning/bonding assembly.
EXP-0638 | SUB-0638 | SUBCATEGORY | BC-0036 | Lightning air termination rods (air rods) | 8% | 42% | 5% | 0% | 0% | 0% | 0% | 25% | 5% | 2% | 5% | 0% | 3% | 0% | 5% | 100% | IMME-CU | IMME-LAB | INITIAL_RULESET:EARTHING | 86% | REQUIRES BACKTEST | LOW | Earthing/lightning/bonding assembly.
EXP-0639 | SUB-0639 | SUBCATEGORY | BC-0036 | IMME component class (Air terminals) | 8% | 42% | 5% | 0% | 0% | 0% | 0% | 25% | 5% | 2% | 5% | 0% | 3% | 0% | 5% | 100% | IMME-CU | IMME-LAB | INITIAL_RULESET:EARTHING | 86% | REQUIRES BACKTEST | LOW | Earthing/lightning/bonding assembly.
EXP-0640 | SUB-0640 | SUBCATEGORY | BC-0036 | IMME component class (Pipe bonds) | 8% | 42% | 5% | 0% | 0% | 0% | 0% | 25% | 5% | 2% | 5% | 0% | 3% | 0% | 5% | 100% | IMME-CU | IMME-LAB | INITIAL_RULESET:EARTHING | 86% | REQUIRES BACKTEST | LOW | Earthing/lightning/bonding assembly.
EXP-0641 | SUB-0641 | SUBCATEGORY | BC-0036 | IMME component class (Lightning clamps) | 8% | 42% | 5% | 0% | 0% | 0% | 0% | 25% | 5% | 2% | 5% | 0% | 3% | 0% | 5% | 100% | IMME-CU | IMME-LAB | INITIAL_RULESET:EARTHING | 86% | REQUIRES BACKTEST | LOW | Earthing/lightning/bonding assembly.
EXP-0642 | SUB-0642 | SUBCATEGORY | BC-0036 | Embedded earthing point (cast-in earth point) | 8% | 42% | 5% | 0% | 0% | 0% | 0% | 25% | 5% | 2% | 5% | 0% | 3% | 0% | 5% | 100% | IMME-CU | IMME-LAB | INITIAL_RULESET:EARTHING | 86% | REQUIRES BACKTEST | LOW | Earthing/lightning/bonding assembly.
EXP-0643 | SUB-0643 | SUBCATEGORY | BC-0036 | Mechanical conductor clamp (U-bolt clamp) | 8% | 42% | 5% | 0% | 0% | 0% | 0% | 25% | 5% | 2% | 5% | 0% | 3% | 0% | 5% | 100% | IMME-CU | IMME-LAB | INITIAL_RULESET:EARTHING | 86% | REQUIRES BACKTEST | LOW | Earthing/lightning/bonding assembly.
EXP-0644 | SUB-0644 | SUBCATEGORY | BC-0036 | Earthing inspection point (earth pit) | 8% | 42% | 5% | 0% | 0% | 0% | 0% | 25% | 5% | 2% | 5% | 0% | 3% | 0% | 5% | 100% | IMME-CU | IMME-LAB | INITIAL_RULESET:EARTHING | 86% | REQUIRES BACKTEST | LOW | Earthing/lightning/bonding assembly.
EXP-0645 | SUB-0645 | SUBCATEGORY | BC-0036 | Earthing grid lattice (copper tape lattice) | 8% | 48% | 0% | 0% | 0% | 0% | 3% | 25% | 2% | 4% | 5% | 0% | 0% | 0% | 5% | 100% | IMME-CU | IMME-LAB | INITIAL_RULESET:COPPER_PIPE | 88% | REQUIRES BACKTEST | LOW | Explicit copper/brass/bronze wording.
EXP-0646 | SUB-0646 | SUBCATEGORY | BC-0036 | Earthing plate interface (copper tape plate) | 8% | 48% | 0% | 0% | 0% | 0% | 3% | 25% | 2% | 4% | 5% | 0% | 0% | 0% | 5% | 100% | IMME-CU | IMME-LAB | INITIAL_RULESET:COPPER_PIPE | 88% | REQUIRES BACKTEST | LOW | Explicit copper/brass/bronze wording.
EXP-0647 | SUB-0647 | SUBCATEGORY | BC-0036 | Earth electrode rod (earth rod) | 8% | 42% | 5% | 0% | 0% | 0% | 0% | 25% | 5% | 2% | 5% | 0% | 3% | 0% | 5% | 100% | IMME-CU | IMME-LAB | INITIAL_RULESET:EARTHING | 86% | REQUIRES BACKTEST | LOW | Earthing/lightning/bonding assembly.
EXP-0648 | SUB-0648 | SUBCATEGORY | BC-0037 | Lift isolator/supply interface class | 8% | 38% | 0% | 0% | 0% | 0% | 15% | 20% | 5% | 0% | 4% | 3% | 3% | 0% | 4% | 100% | IMME-CU | IMME-LAB | INITIAL_RULESET:CABLE_CU | 74% | REQUIRES BACKTEST | MEDIUM | Lift supply family assumed cable-dominant.
EXP-0649 | SUB-0649 | SUBCATEGORY | BC-0037 | Lift feeder duty band | 8% | 38% | 0% | 0% | 0% | 0% | 15% | 20% | 5% | 0% | 4% | 3% | 3% | 0% | 4% | 100% | IMME-CU | IMME-LAB | INITIAL_RULESET:CABLE_CU | 78% | REQUIRES BACKTEST | MEDIUM | Generic cable family assumed copper-dominant.
EXP-0650 | SUB-0650 | SUBCATEGORY | BC-0037 | Lift standby/rescue supply interface | 8% | 38% | 0% | 0% | 0% | 0% | 15% | 20% | 5% | 0% | 4% | 3% | 3% | 0% | 4% | 100% | IMME-CU | IMME-LAB | INITIAL_RULESET:CABLE_CU | 74% | REQUIRES BACKTEST | MEDIUM | Lift supply family assumed cable-dominant.

## ITEM_PROFILE_MAP
QSOR_ITEM_ID | PROFILE_ID | MAPPING_BASIS | HIERARCHY_ID | SOURCE_ROW | STATUS | NOTES
QSOR-0000001 | EXP-0001 | SUBCATEGORY | SUB-0001 | 4 | ACTIVE
QSOR-0000002 | EXP-0001 | SUBCATEGORY | SUB-0001 | 5 | ACTIVE
QSOR-0000003 | EXP-0001 | SUBCATEGORY | SUB-0001 | 6 | ACTIVE
QSOR-0000004 | EXP-0001 | SUBCATEGORY | SUB-0001 | 7 | ACTIVE
QSOR-0000005 | EXP-0001 | SUBCATEGORY | SUB-0001 | 8 | ACTIVE
QSOR-0000006 | EXP-0001 | SUBCATEGORY | SUB-0001 | 9 | ACTIVE
QSOR-0000007 | EXP-0001 | SUBCATEGORY | SUB-0001 | 10 | ACTIVE
QSOR-0000008 | EXP-0001 | SUBCATEGORY | SUB-0001 | 11 | ACTIVE
QSOR-0000009 | EXP-0002 | SUBCATEGORY | SUB-0002 | 13 | ACTIVE
QSOR-0000010 | EXP-0002 | SUBCATEGORY | SUB-0002 | 14 | ACTIVE
QSOR-0000011 | EXP-0002 | SUBCATEGORY | SUB-0002 | 15 | ACTIVE
QSOR-0000012 | EXP-0002 | SUBCATEGORY | SUB-0002 | 16 | ACTIVE
QSOR-0000013 | EXP-0002 | SUBCATEGORY | SUB-0002 | 17 | ACTIVE
QSOR-0000014 | EXP-0003 | SUBCATEGORY | SUB-0003 | 20 | ACTIVE
QSOR-0000015 | EXP-0003 | SUBCATEGORY | SUB-0003 | 21 | ACTIVE
QSOR-0000016 | EXP-0003 | SUBCATEGORY | SUB-0003 | 22 | ACTIVE
QSOR-0000017 | EXP-0003 | SUBCATEGORY | SUB-0003 | 23 | ACTIVE
QSOR-0000018 | EXP-0003 | SUBCATEGORY | SUB-0003 | 24 | ACTIVE
QSOR-0000019 | EXP-0003 | SUBCATEGORY | SUB-0003 | 25 | ACTIVE
QSOR-0000020 | EXP-0003 | SUBCATEGORY | SUB-0003 | 26 | ACTIVE
QSOR-0000021 | EXP-0004 | SUBCATEGORY | SUB-0004 | 29 | ACTIVE
QSOR-0000022 | EXP-0004 | SUBCATEGORY | SUB-0004 | 30 | ACTIVE
QSOR-0000023 | EXP-0004 | SUBCATEGORY | SUB-0004 | 31 | ACTIVE
QSOR-0000024 | EXP-0004 | SUBCATEGORY | SUB-0004 | 32 | ACTIVE
QSOR-0000025 | EXP-0004 | SUBCATEGORY | SUB-0004 | 33 | ACTIVE
QSOR-0000026 | EXP-0005 | SUBCATEGORY | SUB-0005 | 36 | ACTIVE
QSOR-0000027 | EXP-0005 | SUBCATEGORY | SUB-0005 | 37 | ACTIVE
QSOR-0000028 | EXP-0005 | SUBCATEGORY | SUB-0005 | 38 | ACTIVE
QSOR-0000029 | EXP-0006 | SUBCATEGORY | SUB-0006 | 40 | ACTIVE
QSOR-0000030 | EXP-0006 | SUBCATEGORY | SUB-0006 | 41 | ACTIVE
QSOR-0000031 | EXP-0006 | SUBCATEGORY | SUB-0006 | 42 | ACTIVE
QSOR-0000032 | EXP-0006 | SUBCATEGORY | SUB-0006 | 43 | ACTIVE
QSOR-0000033 | EXP-0007 | SUBCATEGORY | SUB-0007 | 46 | ACTIVE
QSOR-0000034 | EXP-0007 | SUBCATEGORY | SUB-0007 | 47 | ACTIVE
QSOR-0000035 | EXP-0007 | SUBCATEGORY | SUB-0007 | 48 | ACTIVE
QSOR-0000036 | EXP-0008 | SUBCATEGORY | SUB-0008 | 51 | ACTIVE
QSOR-0000037 | EXP-0008 | SUBCATEGORY | SUB-0008 | 52 | ACTIVE
QSOR-0000038 | EXP-0008 | SUBCATEGORY | SUB-0008 | 53 | ACTIVE
QSOR-0000039 | EXP-0008 | SUBCATEGORY | SUB-0008 | 54 | ACTIVE
QSOR-0000040 | EXP-0008 | SUBCATEGORY | SUB-0008 | 55 | ACTIVE
QSOR-0000041 | EXP-0009 | SUBCATEGORY | SUB-0009 | 57 | ACTIVE
QSOR-0000042 | EXP-0009 | SUBCATEGORY | SUB-0009 | 58 | ACTIVE
QSOR-0000043 | EXP-0009 | SUBCATEGORY | SUB-0009 | 59 | ACTIVE
QSOR-0000044 | EXP-0009 | SUBCATEGORY | SUB-0009 | 60 | ACTIVE
QSOR-0000045 | EXP-0009 | SUBCATEGORY | SUB-0009 | 61 | ACTIVE
QSOR-0000046 | EXP-0010 | SUBCATEGORY | SUB-0010 | 64 | ACTIVE
QSOR-0000047 | EXP-0010 | SUBCATEGORY | SUB-0010 | 65 | ACTIVE
QSOR-0000048 | EXP-0011 | SUBCATEGORY | SUB-0011 | 68 | ACTIVE
QSOR-0000049 | EXP-0011 | SUBCATEGORY | SUB-0011 | 69 | ACTIVE
QSOR-0000050 | EXP-0011 | SUBCATEGORY | SUB-0011 | 70 | ACTIVE
QSOR-0000051 | EXP-0011 | SUBCATEGORY | SUB-0011 | 71 | ACTIVE
QSOR-0000052 | EXP-0011 | SUBCATEGORY | SUB-0011 | 72 | ACTIVE
QSOR-0000053 | EXP-0012 | SUBCATEGORY | SUB-0012 | 75 | ACTIVE
QSOR-0000054 | EXP-0012 | SUBCATEGORY | SUB-0012 | 76 | ACTIVE
QSOR-0000055 | EXP-0012 | SUBCATEGORY | SUB-0012 | 77 | ACTIVE
QSOR-0000056 | EXP-0012 | SUBCATEGORY | SUB-0012 | 78 | ACTIVE
QSOR-0000057 | EXP-0013 | SUBCATEGORY | SUB-0013 | 81 | ACTIVE
QSOR-0000058 | EXP-0013 | SUBCATEGORY | SUB-0013 | 82 | ACTIVE
QSOR-0000059 | EXP-0013 | SUBCATEGORY | SUB-0013 | 83 | ACTIVE
QSOR-0000060 | EXP-0013 | SUBCATEGORY | SUB-0013 | 84 | ACTIVE
QSOR-0000061 | EXP-0014 | SUBCATEGORY | SUB-0014 | 87 | ACTIVE
QSOR-0000062 | EXP-0014 | SUBCATEGORY | SUB-0014 | 88 | ACTIVE
QSOR-0000063 | EXP-0014 | SUBCATEGORY | SUB-0014 | 89 | ACTIVE
QSOR-0000064 | EXP-0014 | SUBCATEGORY | SUB-0014 | 90 | ACTIVE
QSOR-0000065 | EXP-0015 | SUBCATEGORY | SUB-0015 | 93 | ACTIVE
QSOR-0000066 | EXP-0015 | SUBCATEGORY | SUB-0015 | 94 | ACTIVE
QSOR-0000067 | EXP-0015 | SUBCATEGORY | SUB-0015 | 95 | ACTIVE
QSOR-0000068 | EXP-0015 | SUBCATEGORY | SUB-0015 | 96 | ACTIVE
QSOR-0000069 | EXP-0016 | SUBCATEGORY | SUB-0016 | 98 | ACTIVE
QSOR-0000070 | EXP-0016 | SUBCATEGORY | SUB-0016 | 99 | ACTIVE
QSOR-0000071 | EXP-0016 | SUBCATEGORY | SUB-0016 | 100 | ACTIVE
QSOR-0000072 | EXP-0017 | SUBCATEGORY | SUB-0017 | 102 | ACTIVE
QSOR-0000073 | EXP-0017 | SUBCATEGORY | SUB-0017 | 103 | ACTIVE
QSOR-0000074 | EXP-0017 | SUBCATEGORY | SUB-0017 | 104 | ACTIVE
QSOR-0000075 | EXP-0018 | SUBCATEGORY | SUB-0018 | 106 | ACTIVE
QSOR-0000076 | EXP-0018 | SUBCATEGORY | SUB-0018 | 107 | ACTIVE
QSOR-0000077 | EXP-0019 | SUBCATEGORY | SUB-0019 | 110 | ACTIVE
QSOR-0000078 | EXP-0019 | SUBCATEGORY | SUB-0019 | 111 | ACTIVE
QSOR-0000079 | EXP-0019 | SUBCATEGORY | SUB-0019 | 112 | ACTIVE
QSOR-0000080 | EXP-0019 | SUBCATEGORY | SUB-0019 | 113 | ACTIVE
QSOR-0000081 | EXP-0019 | SUBCATEGORY | SUB-0019 | 114 | ACTIVE
QSOR-0000082 | EXP-0020 | SUBCATEGORY | SUB-0020 | 116 | ACTIVE
QSOR-0000083 | EXP-0020 | SUBCATEGORY | SUB-0020 | 117 | ACTIVE
QSOR-0000084 | EXP-0020 | SUBCATEGORY | SUB-0020 | 118 | ACTIVE
QSOR-0000085 | EXP-0020 | SUBCATEGORY | SUB-0020 | 119 | ACTIVE
QSOR-0000086 | EXP-0021 | SUBCATEGORY | SUB-0021 | 121 | ACTIVE
QSOR-0000087 | EXP-0021 | SUBCATEGORY | SUB-0021 | 122 | ACTIVE
QSOR-0000088 | EXP-0021 | SUBCATEGORY | SUB-0021 | 123 | ACTIVE
QSOR-0000089 | EXP-0021 | SUBCATEGORY | SUB-0021 | 124 | ACTIVE
QSOR-0000090 | EXP-0022 | SUBCATEGORY | SUB-0022 | 127 | ACTIVE
QSOR-0000091 | EXP-0022 | SUBCATEGORY | SUB-0022 | 128 | ACTIVE
QSOR-0000092 | EXP-0022 | SUBCATEGORY | SUB-0022 | 129 | ACTIVE
QSOR-0000093 | EXP-0023 | SUBCATEGORY | SUB-0023 | 131 | ACTIVE
QSOR-0000094 | EXP-0023 | SUBCATEGORY | SUB-0023 | 132 | ACTIVE
QSOR-0000095 | EXP-0023 | SUBCATEGORY | SUB-0023 | 133 | ACTIVE
QSOR-0000096 | EXP-0024 | SUBCATEGORY | SUB-0024 | 136 | ACTIVE
QSOR-0000097 | EXP-0024 | SUBCATEGORY | SUB-0024 | 137 | ACTIVE
QSOR-0000098 | EXP-0024 | SUBCATEGORY | SUB-0024 | 138 | ACTIVE
QSOR-0000099 | EXP-0024 | SUBCATEGORY | SUB-0024 | 139 | ACTIVE
QSOR-0000100 | EXP-0024 | SUBCATEGORY | SUB-0024 | 140 | ACTIVE
QSOR-0000101 | EXP-0025 | SUBCATEGORY | SUB-0025 | 142 | ACTIVE
QSOR-0000102 | EXP-0025 | SUBCATEGORY | SUB-0025 | 143 | ACTIVE
QSOR-0000103 | EXP-0025 | SUBCATEGORY | SUB-0025 | 144 | ACTIVE
QSOR-0000104 | EXP-0026 | SUBCATEGORY | SUB-0026 | 146 | ACTIVE
QSOR-0000105 | EXP-0026 | SUBCATEGORY | SUB-0026 | 147 | ACTIVE
QSOR-0000106 | EXP-0026 | SUBCATEGORY | SUB-0026 | 148 | ACTIVE
QSOR-0000107 | EXP-0027 | SUBCATEGORY | SUB-0027 | 150 | ACTIVE
QSOR-0000108 | EXP-0027 | SUBCATEGORY | SUB-0027 | 151 | ACTIVE
QSOR-0000109 | EXP-0027 | SUBCATEGORY | SUB-0027 | 152 | ACTIVE
QSOR-0000110 | EXP-0028 | SUBCATEGORY | SUB-0028 | 154 | ACTIVE
QSOR-0000111 | EXP-0028 | SUBCATEGORY | SUB-0028 | 155 | ACTIVE
QSOR-0000112 | EXP-0029 | SUBCATEGORY | SUB-0029 | 157 | ACTIVE
QSOR-0000113 | EXP-0029 | SUBCATEGORY | SUB-0029 | 158 | ACTIVE
QSOR-0000114 | EXP-0030 | SUBCATEGORY | SUB-0030 | 161 | ACTIVE
QSOR-0000115 | EXP-0030 | SUBCATEGORY | SUB-0030 | 162 | ACTIVE
QSOR-0000116 | EXP-0030 | SUBCATEGORY | SUB-0030 | 163 | ACTIVE
QSOR-0000117 | EXP-0030 | SUBCATEGORY | SUB-0030 | 164 | ACTIVE
QSOR-0000118 | EXP-0031 | SUBCATEGORY | SUB-0031 | 166 | ACTIVE
QSOR-0000119 | EXP-0031 | SUBCATEGORY | SUB-0031 | 167 | ACTIVE
QSOR-0000120 | EXP-0032 | SUBCATEGORY | SUB-0032 | 169 | ACTIVE
QSOR-0000121 | EXP-0032 | SUBCATEGORY | SUB-0032 | 170 | ACTIVE
QSOR-0000122 | EXP-0033 | SUBCATEGORY | SUB-0033 | 173 | ACTIVE
QSOR-0000123 | EXP-0033 | SUBCATEGORY | SUB-0033 | 174 | ACTIVE
QSOR-0000124 | EXP-0033 | SUBCATEGORY | SUB-0033 | 175 | ACTIVE
QSOR-0000125 | EXP-0033 | SUBCATEGORY | SUB-0033 | 176 | ACTIVE
QSOR-0000126 | EXP-0033 | SUBCATEGORY | SUB-0033 | 177 | ACTIVE
QSOR-0000127 | EXP-0034 | SUBCATEGORY | SUB-0034 | 179 | ACTIVE
QSOR-0000128 | EXP-0034 | SUBCATEGORY | SUB-0034 | 180 | ACTIVE
QSOR-0000129 | EXP-0034 | SUBCATEGORY | SUB-0034 | 181 | ACTIVE
QSOR-0000130 | EXP-0034 | SUBCATEGORY | SUB-0034 | 182 | ACTIVE
QSOR-0000131 | EXP-0035 | SUBCATEGORY | SUB-0035 | 184 | ACTIVE
QSOR-0000132 | EXP-0035 | SUBCATEGORY | SUB-0035 | 185 | ACTIVE
QSOR-0000133 | EXP-0035 | SUBCATEGORY | SUB-0035 | 186 | ACTIVE
QSOR-0000134 | EXP-0035 | SUBCATEGORY | SUB-0035 | 187 | ACTIVE
QSOR-0000135 | EXP-0036 | SUBCATEGORY | SUB-0036 | 189 | ACTIVE
QSOR-0000136 | EXP-0036 | SUBCATEGORY | SUB-0036 | 190 | ACTIVE
QSOR-0000137 | EXP-0036 | SUBCATEGORY | SUB-0036 | 191 | ACTIVE
QSOR-0000138 | EXP-0037 | SUBCATEGORY | SUB-0037 | 193 | ACTIVE
QSOR-0000139 | EXP-0037 | SUBCATEGORY | SUB-0037 | 194 | ACTIVE
QSOR-0000140 | EXP-0037 | SUBCATEGORY | SUB-0037 | 195 | ACTIVE
QSOR-0000141 | EXP-0038 | SUBCATEGORY | SUB-0038 | 198 | ACTIVE
QSOR-0000142 | EXP-0038 | SUBCATEGORY | SUB-0038 | 199 | ACTIVE
QSOR-0000143 | EXP-0038 | SUBCATEGORY | SUB-0038 | 200 | ACTIVE
QSOR-0000144 | EXP-0038 | SUBCATEGORY | SUB-0038 | 201 | ACTIVE
QSOR-0000145 | EXP-0038 | SUBCATEGORY | SUB-0038 | 202 | ACTIVE
QSOR-0000146 | EXP-0038 | SUBCATEGORY | SUB-0038 | 203 | ACTIVE
QSOR-0000147 | EXP-0038 | SUBCATEGORY | SUB-0038 | 204 | ACTIVE
QSOR-0000148 | EXP-0038 | SUBCATEGORY | SUB-0038 | 205 | ACTIVE
QSOR-0000149 | EXP-0038 | SUBCATEGORY | SUB-0038 | 206 | ACTIVE
QSOR-0000150 | EXP-0038 | SUBCATEGORY | SUB-0038 | 207 | ACTIVE
QSOR-0000151 | EXP-0038 | SUBCATEGORY | SUB-0038 | 208 | ACTIVE
QSOR-0000152 | EXP-0038 | SUBCATEGORY | SUB-0038 | 209 | ACTIVE
QSOR-0000153 | EXP-0038 | SUBCATEGORY | SUB-0038 | 210 | ACTIVE
QSOR-0000154 | EXP-0038 | SUBCATEGORY | SUB-0038 | 211 | ACTIVE
QSOR-0000155 | EXP-0038 | SUBCATEGORY | SUB-0038 | 212 | ACTIVE
QSOR-0000156 | EXP-0038 | SUBCATEGORY | SUB-0038 | 213 | ACTIVE
QSOR-0000157 | EXP-0038 | SUBCATEGORY | SUB-0038 | 214 | ACTIVE
QSOR-0000158 | EXP-0039 | SUBCATEGORY | SUB-0039 | 217 | ACTIVE
QSOR-0000159 | EXP-0039 | SUBCATEGORY | SUB-0039 | 218 | ACTIVE
QSOR-0000160 | EXP-0039 | SUBCATEGORY | SUB-0039 | 219 | ACTIVE
QSOR-0000161 | EXP-0039 | SUBCATEGORY | SUB-0039 | 220 | ACTIVE
QSOR-0000162 | EXP-0039 | SUBCATEGORY | SUB-0039 | 221 | ACTIVE
QSOR-0000163 | EXP-0040 | SUBCATEGORY | SUB-0040 | 223 | ACTIVE
QSOR-0000164 | EXP-0040 | SUBCATEGORY | SUB-0040 | 224 | ACTIVE
QSOR-0000165 | EXP-0040 | SUBCATEGORY | SUB-0040 | 225 | ACTIVE
QSOR-0000166 | EXP-0040 | SUBCATEGORY | SUB-0040 | 226 | ACTIVE
QSOR-0000167 | EXP-0041 | SUBCATEGORY | SUB-0041 | 229 | ACTIVE
QSOR-0000168 | EXP-0041 | SUBCATEGORY | SUB-0041 | 230 | ACTIVE
QSOR-0000169 | EXP-0041 | SUBCATEGORY | SUB-0041 | 231 | ACTIVE
QSOR-0000170 | EXP-0042 | SUBCATEGORY | SUB-0042 | 233 | ACTIVE
QSOR-0000171 | EXP-0042 | SUBCATEGORY | SUB-0042 | 234 | ACTIVE
QSOR-0000172 | EXP-0042 | SUBCATEGORY | SUB-0042 | 235 | ACTIVE
QSOR-0000173 | EXP-0043 | SUBCATEGORY | SUB-0043 | 238 | ACTIVE
QSOR-0000174 | EXP-0043 | SUBCATEGORY | SUB-0043 | 239 | ACTIVE
QSOR-0000175 | EXP-0043 | SUBCATEGORY | SUB-0043 | 240 | ACTIVE
QSOR-0000176 | EXP-0043 | SUBCATEGORY | SUB-0043 | 241 | ACTIVE
QSOR-0000177 | EXP-0044 | SUBCATEGORY | SUB-0044 | 244 | ACTIVE
QSOR-0000178 | EXP-0044 | SUBCATEGORY | SUB-0044 | 245 | ACTIVE
QSOR-0000179 | EXP-0044 | SUBCATEGORY | SUB-0044 | 246 | ACTIVE
QSOR-0000180 | EXP-0045 | SUBCATEGORY | SUB-0045 | 248 | ACTIVE
QSOR-0000181 | EXP-0045 | SUBCATEGORY | SUB-0045 | 249 | ACTIVE
QSOR-0000182 | EXP-0045 | SUBCATEGORY | SUB-0045 | 250 | ACTIVE
QSOR-0000183 | EXP-0046 | SUBCATEGORY | SUB-0046 | 252 | ACTIVE
QSOR-0000184 | EXP-0046 | SUBCATEGORY | SUB-0046 | 253 | ACTIVE
QSOR-0000185 | EXP-0046 | SUBCATEGORY | SUB-0046 | 254 | ACTIVE
QSOR-0000186 | EXP-0047 | SUBCATEGORY | SUB-0047 | 256 | ACTIVE
QSOR-0000187 | EXP-0047 | SUBCATEGORY | SUB-0047 | 257 | ACTIVE
QSOR-0000188 | EXP-0047 | SUBCATEGORY | SUB-0047 | 258 | ACTIVE
QSOR-0000189 | EXP-0048 | SUBCATEGORY | SUB-0048 | 260 | ACTIVE
QSOR-0000190 | EXP-0048 | SUBCATEGORY | SUB-0048 | 261 | ACTIVE
QSOR-0000191 | EXP-0048 | SUBCATEGORY | SUB-0048 | 262 | ACTIVE
QSOR-0000192 | EXP-0049 | SUBCATEGORY | SUB-0049 | 264 | ACTIVE
QSOR-0000193 | EXP-0049 | SUBCATEGORY | SUB-0049 | 265 | ACTIVE
QSOR-0000194 | EXP-0049 | SUBCATEGORY | SUB-0049 | 266 | ACTIVE
QSOR-0000195 | EXP-0050 | SUBCATEGORY | SUB-0050 | 269 | ACTIVE
QSOR-0000196 | EXP-0050 | SUBCATEGORY | SUB-0050 | 270 | ACTIVE
QSOR-0000197 | EXP-0050 | SUBCATEGORY | SUB-0050 | 271 | ACTIVE
QSOR-0000198 | EXP-0050 | SUBCATEGORY | SUB-0050 | 272 | ACTIVE
QSOR-0000199 | EXP-0051 | SUBCATEGORY | SUB-0051 | 274 | ACTIVE
QSOR-0000200 | EXP-0051 | SUBCATEGORY | SUB-0051 | 275 | ACTIVE
QSOR-0000201 | EXP-0051 | SUBCATEGORY | SUB-0051 | 276 | ACTIVE
QSOR-0000202 | EXP-0052 | SUBCATEGORY | SUB-0052 | 278 | ACTIVE
QSOR-0000203 | EXP-0052 | SUBCATEGORY | SUB-0052 | 279 | ACTIVE
QSOR-0000204 | EXP-0053 | SUBCATEGORY | SUB-0053 | 282 | ACTIVE
QSOR-0000205 | EXP-0053 | SUBCATEGORY | SUB-0053 | 283 | ACTIVE
QSOR-0000206 | EXP-0053 | SUBCATEGORY | SUB-0053 | 284 | ACTIVE
QSOR-0000207 | EXP-0053 | SUBCATEGORY | SUB-0053 | 285 | ACTIVE
QSOR-0000208 | EXP-0054 | SUBCATEGORY | SUB-0054 | 287 | ACTIVE
QSOR-0000209 | EXP-0054 | SUBCATEGORY | SUB-0054 | 288 | ACTIVE
QSOR-0000210 | EXP-0055 | SUBCATEGORY | SUB-0055 | 290 | ACTIVE
QSOR-0000211 | EXP-0055 | SUBCATEGORY | SUB-0055 | 291 | ACTIVE
QSOR-0000212 | EXP-0055 | SUBCATEGORY | SUB-0055 | 292 | ACTIVE
QSOR-0000213 | EXP-0056 | SUBCATEGORY | SUB-0056 | 294 | ACTIVE
QSOR-0000214 | EXP-0056 | SUBCATEGORY | SUB-0056 | 295 | ACTIVE
QSOR-0000215 | EXP-0057 | SUBCATEGORY | SUB-0057 | 298 | ACTIVE
QSOR-0000216 | EXP-0057 | SUBCATEGORY | SUB-0057 | 299 | ACTIVE
QSOR-0000217 | EXP-0057 | SUBCATEGORY | SUB-0057 | 300 | ACTIVE
QSOR-0000218 | EXP-0058 | SUBCATEGORY | SUB-0058 | 302 | ACTIVE
QSOR-0000219 | EXP-0058 | SUBCATEGORY | SUB-0058 | 303 | ACTIVE
QSOR-0000220 | EXP-0058 | SUBCATEGORY | SUB-0058 | 304 | ACTIVE
QSOR-0000221 | EXP-0059 | SUBCATEGORY | SUB-0059 | 306 | ACTIVE
QSOR-0000222 | EXP-0059 | SUBCATEGORY | SUB-0059 | 307 | ACTIVE
QSOR-0000223 | EXP-0059 | SUBCATEGORY | SUB-0059 | 308 | ACTIVE
QSOR-0000224 | EXP-0060 | SUBCATEGORY | SUB-0060 | 310 | ACTIVE
QSOR-0000225 | EXP-0060 | SUBCATEGORY | SUB-0060 | 311 | ACTIVE
QSOR-0000226 | EXP-0061 | SUBCATEGORY | SUB-0061 | 313 | ACTIVE
QSOR-0000227 | EXP-0061 | SUBCATEGORY | SUB-0061 | 314 | ACTIVE
QSOR-0000228 | EXP-0062 | SUBCATEGORY | SUB-0062 | 316 | ACTIVE
QSOR-0000229 | EXP-0063 | SUBCATEGORY | SUB-0063 | 318 | ACTIVE
QSOR-0000230 | EXP-0063 | SUBCATEGORY | SUB-0063 | 319 | ACTIVE
QSOR-0000231 | EXP-0063 | SUBCATEGORY | SUB-0063 | 320 | ACTIVE
QSOR-0000232 | EXP-0064 | SUBCATEGORY | SUB-0064 | 323 | ACTIVE
QSOR-0000233 | EXP-0064 | SUBCATEGORY | SUB-0064 | 324 | ACTIVE
QSOR-0000234 | EXP-0064 | SUBCATEGORY | SUB-0064 | 325 | ACTIVE
QSOR-0000235 | EXP-0064 | SUBCATEGORY | SUB-0064 | 326 | ACTIVE
QSOR-0000236 | EXP-0064 | SUBCATEGORY | SUB-0064 | 327 | ACTIVE
QSOR-0000237 | EXP-0065 | SUBCATEGORY | SUB-0065 | 329 | ACTIVE
QSOR-0000238 | EXP-0065 | SUBCATEGORY | SUB-0065 | 330 | ACTIVE
QSOR-0000239 | EXP-0065 | SUBCATEGORY | SUB-0065 | 331 | ACTIVE
QSOR-0000240 | EXP-0065 | SUBCATEGORY | SUB-0065 | 332 | ACTIVE
QSOR-0000241 | EXP-0066 | SUBCATEGORY | SUB-0066 | 334 | ACTIVE
QSOR-0000242 | EXP-0066 | SUBCATEGORY | SUB-0066 | 335 | ACTIVE
QSOR-0000243 | EXP-0066 | SUBCATEGORY | SUB-0066 | 336 | ACTIVE
QSOR-0000244 | EXP-0067 | SUBCATEGORY | SUB-0067 | 339 | ACTIVE
QSOR-0000245 | EXP-0067 | SUBCATEGORY | SUB-0067 | 340 | ACTIVE
QSOR-0000246 | EXP-0067 | SUBCATEGORY | SUB-0067 | 341 | ACTIVE
QSOR-0000247 | EXP-0068 | SUBCATEGORY | SUB-0068 | 343 | ACTIVE
QSOR-0000248 | EXP-0068 | SUBCATEGORY | SUB-0068 | 344 | ACTIVE
QSOR-0000249 | EXP-0068 | SUBCATEGORY | SUB-0068 | 345 | ACTIVE
QSOR-0000250 | EXP-0069 | SUBCATEGORY | SUB-0069 | 347 | ACTIVE
QSOR-0000251 | EXP-0069 | SUBCATEGORY | SUB-0069 | 348 | ACTIVE
QSOR-0000252 | EXP-0070 | SUBCATEGORY | SUB-0070 | 350 | ACTIVE
QSOR-0000253 | EXP-0070 | SUBCATEGORY | SUB-0070 | 351 | ACTIVE
QSOR-0000254 | EXP-0071 | SUBCATEGORY | SUB-0071 | 353 | ACTIVE
QSOR-0000255 | EXP-0071 | SUBCATEGORY | SUB-0071 | 354 | ACTIVE
QSOR-0000256 | EXP-0072 | SUBCATEGORY | SUB-0072 | 357 | ACTIVE
QSOR-0000257 | EXP-0072 | SUBCATEGORY | SUB-0072 | 358 | ACTIVE
QSOR-0000258 | EXP-0073 | SUBCATEGORY | SUB-0073 | 360 | ACTIVE
QSOR-0000259 | EXP-0073 | SUBCATEGORY | SUB-0073 | 361 | ACTIVE
QSOR-0000260 | EXP-0073 | SUBCATEGORY | SUB-0073 | 362 | ACTIVE
QSOR-0000261 | EXP-0073 | SUBCATEGORY | SUB-0073 | 363 | ACTIVE
QSOR-0000262 | EXP-0073 | SUBCATEGORY | SUB-0073 | 364 | ACTIVE
QSOR-0000263 | EXP-0073 | SUBCATEGORY | SUB-0073 | 365 | ACTIVE
QSOR-0000264 | EXP-0073 | SUBCATEGORY | SUB-0073 | 366 | ACTIVE
QSOR-0000265 | EXP-0073 | SUBCATEGORY | SUB-0073 | 367 | ACTIVE
QSOR-0000266 | EXP-0073 | SUBCATEGORY | SUB-0073 | 368 | ACTIVE
QSOR-0000267 | EXP-0073 | SUBCATEGORY | SUB-0073 | 369 | ACTIVE
QSOR-0000268 | EXP-0073 | SUBCATEGORY | SUB-0073 | 370 | ACTIVE
QSOR-0000269 | EXP-0073 | SUBCATEGORY | SUB-0073 | 371 | ACTIVE
QSOR-0000270 | EXP-0074 | SUBCATEGORY | SUB-0074 | 373 | ACTIVE
QSOR-0000271 | EXP-0074 | SUBCATEGORY | SUB-0074 | 374 | ACTIVE
QSOR-0000272 | EXP-0074 | SUBCATEGORY | SUB-0074 | 375 | ACTIVE
QSOR-0000273 | EXP-0074 | SUBCATEGORY | SUB-0074 | 376 | ACTIVE
QSOR-0000274 | EXP-0074 | SUBCATEGORY | SUB-0074 | 377 | ACTIVE
QSOR-0000275 | EXP-0074 | SUBCATEGORY | SUB-0074 | 378 | ACTIVE
QSOR-0000276 | EXP-0074 | SUBCATEGORY | SUB-0074 | 379 | ACTIVE
QSOR-0000277 | EXP-0074 | SUBCATEGORY | SUB-0074 | 380 | ACTIVE
QSOR-0000278 | EXP-0075 | SUBCATEGORY | SUB-0075 | 382 | ACTIVE
QSOR-0000279 | EXP-0075 | SUBCATEGORY | SUB-0075 | 383 | ACTIVE
QSOR-0000280 | EXP-0075 | SUBCATEGORY | SUB-0075 | 384 | ACTIVE
QSOR-0000281 | EXP-0075 | SUBCATEGORY | SUB-0075 | 385 | ACTIVE
QSOR-0000282 | EXP-0076 | SUBCATEGORY | SUB-0076 | 387 | ACTIVE
QSOR-0000283 | EXP-0076 | SUBCATEGORY | SUB-0076 | 388 | ACTIVE
QSOR-0000284 | EXP-0076 | SUBCATEGORY | SUB-0076 | 389 | ACTIVE
QSOR-0000285 | EXP-0076 | SUBCATEGORY | SUB-0076 | 390 | ACTIVE
QSOR-0000286 | EXP-0077 | SUBCATEGORY | SUB-0077 | 392 | ACTIVE
QSOR-0000287 | EXP-0077 | SUBCATEGORY | SUB-0077 | 393 | ACTIVE
QSOR-0000288 | EXP-0077 | SUBCATEGORY | SUB-0077 | 394 | ACTIVE
QSOR-0000289 | EXP-0077 | SUBCATEGORY | SUB-0077 | 395 | ACTIVE
QSOR-0000290 | EXP-0077 | SUBCATEGORY | SUB-0077 | 396 | ACTIVE
QSOR-0000291 | EXP-0077 | SUBCATEGORY | SUB-0077 | 397 | ACTIVE
QSOR-0000292 | EXP-0077 | SUBCATEGORY | SUB-0077 | 398 | ACTIVE
QSOR-0000293 | EXP-0077 | SUBCATEGORY | SUB-0077 | 399 | ACTIVE
QSOR-0000294 | EXP-0077 | SUBCATEGORY | SUB-0077 | 400 | ACTIVE
QSOR-0000295 | EXP-0078 | SUBCATEGORY | SUB-0078 | 402 | ACTIVE
QSOR-0000296 | EXP-0078 | SUBCATEGORY | SUB-0078 | 403 | ACTIVE
QSOR-0000297 | EXP-0078 | SUBCATEGORY | SUB-0078 | 404 | ACTIVE
QSOR-0000298 | EXP-0078 | SUBCATEGORY | SUB-0078 | 405 | ACTIVE
QSOR-0000299 | EXP-0078 | SUBCATEGORY | SUB-0078 | 406 | ACTIVE
QSOR-0000300 | EXP-0078 | SUBCATEGORY | SUB-0078 | 407 | ACTIVE
QSOR-0000301 | EXP-0078 | SUBCATEGORY | SUB-0078 | 408 | ACTIVE
QSOR-0000302 | EXP-0078 | SUBCATEGORY | SUB-0078 | 409 | ACTIVE
QSOR-0000303 | EXP-0078 | SUBCATEGORY | SUB-0078 | 410 | ACTIVE
QSOR-0000304 | EXP-0078 | SUBCATEGORY | SUB-0078 | 411 | ACTIVE
QSOR-0000305 | EXP-0078 | SUBCATEGORY | SUB-0078 | 412 | ACTIVE
QSOR-0000306 | EXP-0078 | SUBCATEGORY | SUB-0078 | 413 | ACTIVE
QSOR-0000307 | EXP-0079 | SUBCATEGORY | SUB-0079 | 416 | ACTIVE
QSOR-0000308 | EXP-0079 | SUBCATEGORY | SUB-0079 | 417 | ACTIVE
QSOR-0000309 | EXP-0079 | SUBCATEGORY | SUB-0079 | 418 | ACTIVE
QSOR-0000310 | EXP-0079 | SUBCATEGORY | SUB-0079 | 419 | ACTIVE
QSOR-0000311 | EXP-0079 | SUBCATEGORY | SUB-0079 | 420 | ACTIVE
QSOR-0000312 | EXP-0079 | SUBCATEGORY | SUB-0079 | 421 | ACTIVE
QSOR-0000313 | EXP-0080 | SUBCATEGORY | SUB-0080 | 423 | ACTIVE
QSOR-0000314 | EXP-0080 | SUBCATEGORY | SUB-0080 | 424 | ACTIVE
QSOR-0000315 | EXP-0080 | SUBCATEGORY | SUB-0080 | 425 | ACTIVE
QSOR-0000316 | EXP-0080 | SUBCATEGORY | SUB-0080 | 426 | ACTIVE
QSOR-0000317 | EXP-0080 | SUBCATEGORY | SUB-0080 | 427 | ACTIVE
QSOR-0000318 | EXP-0081 | SUBCATEGORY | SUB-0081 | 430 | ACTIVE
QSOR-0000319 | EXP-0081 | SUBCATEGORY | SUB-0081 | 431 | ACTIVE
QSOR-0000320 | EXP-0081 | SUBCATEGORY | SUB-0081 | 432 | ACTIVE
QSOR-0000321 | EXP-0081 | SUBCATEGORY | SUB-0081 | 433 | ACTIVE
QSOR-0000322 | EXP-0081 | SUBCATEGORY | SUB-0081 | 434 | ACTIVE
QSOR-0000323 | EXP-0082 | SUBCATEGORY | SUB-0082 | 437 | ACTIVE
QSOR-0000324 | EXP-0082 | SUBCATEGORY | SUB-0082 | 438 | ACTIVE
QSOR-0000325 | EXP-0082 | SUBCATEGORY | SUB-0082 | 439 | ACTIVE
QSOR-0000326 | EXP-0082 | SUBCATEGORY | SUB-0082 | 440 | ACTIVE
QSOR-0000327 | EXP-0082 | SUBCATEGORY | SUB-0082 | 441 | ACTIVE
QSOR-0000328 | EXP-0082 | SUBCATEGORY | SUB-0082 | 442 | ACTIVE
QSOR-0000329 | EXP-0083 | SUBCATEGORY | SUB-0083 | 445 | ACTIVE
QSOR-0000330 | EXP-0083 | SUBCATEGORY | SUB-0083 | 446 | ACTIVE
QSOR-0000331 | EXP-0083 | SUBCATEGORY | SUB-0083 | 447 | ACTIVE
QSOR-0000332 | EXP-0083 | SUBCATEGORY | SUB-0083 | 448 | ACTIVE
QSOR-0000333 | EXP-0084 | SUBCATEGORY | SUB-0084 | 450 | ACTIVE
QSOR-0000334 | EXP-0084 | SUBCATEGORY | SUB-0084 | 451 | ACTIVE
QSOR-0000335 | EXP-0084 | SUBCATEGORY | SUB-0084 | 452 | ACTIVE
QSOR-0000336 | EXP-0085 | SUBCATEGORY | SUB-0085 | 454 | ACTIVE
QSOR-0000337 | EXP-0085 | SUBCATEGORY | SUB-0085 | 455 | ACTIVE
QSOR-0000338 | EXP-0085 | SUBCATEGORY | SUB-0085 | 456 | ACTIVE
QSOR-0000339 | EXP-0086 | SUBCATEGORY | SUB-0086 | 458 | ACTIVE
QSOR-0000340 | EXP-0086 | SUBCATEGORY | SUB-0086 | 459 | ACTIVE
QSOR-0000341 | EXP-0087 | SUBCATEGORY | SUB-0087 | 461 | ACTIVE
QSOR-0000342 | EXP-0087 | SUBCATEGORY | SUB-0087 | 462 | ACTIVE
QSOR-0000343 | EXP-0088 | SUBCATEGORY | SUB-0088 | 464 | ACTIVE
QSOR-0000344 | EXP-0089 | SUBCATEGORY | SUB-0089 | 467 | ACTIVE
QSOR-0000345 | EXP-0089 | SUBCATEGORY | SUB-0089 | 468 | ACTIVE
QSOR-0000346 | EXP-0089 | SUBCATEGORY | SUB-0089 | 469 | ACTIVE
QSOR-0000347 | EXP-0090 | SUBCATEGORY | SUB-0090 | 471 | ACTIVE
QSOR-0000348 | EXP-0090 | SUBCATEGORY | SUB-0090 | 472 | ACTIVE
QSOR-0000349 | EXP-0091 | SUBCATEGORY | SUB-0091 | 474 | ACTIVE
QSOR-0000350 | EXP-0091 | SUBCATEGORY | SUB-0091 | 475 | ACTIVE
QSOR-0000351 | EXP-0092 | SUBCATEGORY | SUB-0092 | 477 | ACTIVE
QSOR-0000352 | EXP-0092 | SUBCATEGORY | SUB-0092 | 478 | ACTIVE
QSOR-0000353 | EXP-0093 | SUBCATEGORY | SUB-0093 | 480 | ACTIVE
QSOR-0000354 | EXP-0093 | SUBCATEGORY | SUB-0093 | 481 | ACTIVE
QSOR-0000355 | EXP-0094 | SUBCATEGORY | SUB-0094 | 484 | ACTIVE
QSOR-0000356 | EXP-0094 | SUBCATEGORY | SUB-0094 | 485 | ACTIVE
QSOR-0000357 | EXP-0094 | SUBCATEGORY | SUB-0094 | 486 | ACTIVE
QSOR-0000358 | EXP-0095 | SUBCATEGORY | SUB-0095 | 488 | ACTIVE
QSOR-0000359 | EXP-0095 | SUBCATEGORY | SUB-0095 | 489 | ACTIVE
QSOR-0000360 | EXP-0096 | SUBCATEGORY | SUB-0096 | 491 | ACTIVE
QSOR-0000361 | EXP-0096 | SUBCATEGORY | SUB-0096 | 492 | ACTIVE
QSOR-0000362 | EXP-0097 | SUBCATEGORY | SUB-0097 | 494 | ACTIVE
QSOR-0000363 | EXP-0097 | SUBCATEGORY | SUB-0097 | 495 | ACTIVE
QSOR-0000364 | EXP-0098 | SUBCATEGORY | SUB-0098 | 497 | ACTIVE
QSOR-0000365 | EXP-0098 | SUBCATEGORY | SUB-0098 | 498 | ACTIVE
QSOR-0000366 | EXP-0099 | SUBCATEGORY | SUB-0099 | 501 | ACTIVE
QSOR-0000367 | EXP-0099 | SUBCATEGORY | SUB-0099 | 502 | ACTIVE
QSOR-0000368 | EXP-0100 | SUBCATEGORY | SUB-0100 | 504 | ACTIVE
QSOR-0000369 | EXP-0100 | SUBCATEGORY | SUB-0100 | 505 | ACTIVE
QSOR-0000370 | EXP-0101 | SUBCATEGORY | SUB-0101 | 507 | ACTIVE
QSOR-0000371 | EXP-0101 | SUBCATEGORY | SUB-0101 | 508 | ACTIVE
QSOR-0000372 | EXP-0102 | SUBCATEGORY | SUB-0102 | 510 | ACTIVE
QSOR-0000373 | EXP-0102 | SUBCATEGORY | SUB-0102 | 511 | ACTIVE
QSOR-0000374 | EXP-0103 | SUBCATEGORY | SUB-0103 | 513 | ACTIVE
QSOR-0000375 | EXP-0104 | SUBCATEGORY | SUB-0104 | 515 | ACTIVE
QSOR-0000376 | EXP-0104 | SUBCATEGORY | SUB-0104 | 516 | ACTIVE
QSOR-0000377 | EXP-0105 | SUBCATEGORY | SUB-0105 | 519 | ACTIVE
QSOR-0000378 | EXP-0105 | SUBCATEGORY | SUB-0105 | 520 | ACTIVE
QSOR-0000379 | EXP-0105 | SUBCATEGORY | SUB-0105 | 521 | ACTIVE
QSOR-0000380 | EXP-0105 | SUBCATEGORY | SUB-0105 | 522 | ACTIVE
QSOR-0000381 | EXP-0105 | SUBCATEGORY | SUB-0105 | 523 | ACTIVE
QSOR-0000382 | EXP-0106 | SUBCATEGORY | SUB-0106 | 525 | ACTIVE
QSOR-0000383 | EXP-0106 | SUBCATEGORY | SUB-0106 | 526 | ACTIVE
QSOR-0000384 | EXP-0106 | SUBCATEGORY | SUB-0106 | 527 | ACTIVE
QSOR-0000385 | EXP-0106 | SUBCATEGORY | SUB-0106 | 528 | ACTIVE
QSOR-0000386 | EXP-0106 | SUBCATEGORY | SUB-0106 | 529 | ACTIVE
QSOR-0000387 | EXP-0107 | SUBCATEGORY | SUB-0107 | 531 | ACTIVE
QSOR-0000388 | EXP-0107 | SUBCATEGORY | SUB-0107 | 532 | ACTIVE
QSOR-0000389 | EXP-0107 | SUBCATEGORY | SUB-0107 | 533 | ACTIVE
QSOR-0000390 | EXP-0108 | SUBCATEGORY | SUB-0108 | 535 | ACTIVE
QSOR-0000391 | EXP-0108 | SUBCATEGORY | SUB-0108 | 536 | ACTIVE
QSOR-0000392 | EXP-0108 | SUBCATEGORY | SUB-0108 | 537 | ACTIVE
QSOR-0000393 | EXP-0109 | SUBCATEGORY | SUB-0109 | 539 | ACTIVE
QSOR-0000394 | EXP-0109 | SUBCATEGORY | SUB-0109 | 540 | ACTIVE
QSOR-0000395 | EXP-0109 | SUBCATEGORY | SUB-0109 | 541 | ACTIVE
QSOR-0000396 | EXP-0110 | SUBCATEGORY | SUB-0110 | 543 | ACTIVE
QSOR-0000397 | EXP-0110 | SUBCATEGORY | SUB-0110 | 544 | ACTIVE
QSOR-0000398 | EXP-0111 | SUBCATEGORY | SUB-0111 | 547 | ACTIVE
QSOR-0000399 | EXP-0111 | SUBCATEGORY | SUB-0111 | 548 | ACTIVE
QSOR-0000400 | EXP-0111 | SUBCATEGORY | SUB-0111 | 549 | ACTIVE
QSOR-0000401 | EXP-0112 | SUBCATEGORY | SUB-0112 | 551 | ACTIVE
QSOR-0000402 | EXP-0112 | SUBCATEGORY | SUB-0112 | 552 | ACTIVE
QSOR-0000403 | EXP-0112 | SUBCATEGORY | SUB-0112 | 553 | ACTIVE
QSOR-0000404 | EXP-0112 | SUBCATEGORY | SUB-0112 | 554 | ACTIVE
QSOR-0000405 | EXP-0112 | SUBCATEGORY | SUB-0112 | 555 | ACTIVE
QSOR-0000406 | EXP-0112 | SUBCATEGORY | SUB-0112 | 556 | ACTIVE
QSOR-0000407 | EXP-0113 | SUBCATEGORY | SUB-0113 | 558 | ACTIVE
QSOR-0000408 | EXP-0113 | SUBCATEGORY | SUB-0113 | 559 | ACTIVE
QSOR-0000409 | EXP-0113 | SUBCATEGORY | SUB-0113 | 560 | ACTIVE
QSOR-0000410 | EXP-0114 | SUBCATEGORY | SUB-0114 | 562 | ACTIVE
QSOR-0000411 | EXP-0114 | SUBCATEGORY | SUB-0114 | 563 | ACTIVE
QSOR-0000412 | EXP-0115 | SUBCATEGORY | SUB-0115 | 565 | ACTIVE
QSOR-0000413 | EXP-0116 | SUBCATEGORY | SUB-0116 | 567 | ACTIVE
QSOR-0000414 | EXP-0116 | SUBCATEGORY | SUB-0116 | 568 | ACTIVE
QSOR-0000415 | EXP-0116 | SUBCATEGORY | SUB-0116 | 569 | ACTIVE
QSOR-0000416 | EXP-0117 | SUBCATEGORY | SUB-0117 | 571 | ACTIVE
QSOR-0000417 | EXP-0117 | SUBCATEGORY | SUB-0117 | 572 | ACTIVE
QSOR-0000418 | EXP-0118 | SUBCATEGORY | SUB-0118 | 575 | ACTIVE
QSOR-0000419 | EXP-0118 | SUBCATEGORY | SUB-0118 | 576 | ACTIVE
QSOR-0000420 | EXP-0118 | SUBCATEGORY | SUB-0118 | 577 | ACTIVE
QSOR-0000421 | EXP-0118 | SUBCATEGORY | SUB-0118 | 578 | ACTIVE
QSOR-0000422 | EXP-0118 | SUBCATEGORY | SUB-0118 | 579 | ACTIVE
QSOR-0000423 | EXP-0118 | SUBCATEGORY | SUB-0118 | 580 | ACTIVE
QSOR-0000424 | EXP-0118 | SUBCATEGORY | SUB-0118 | 581 | ACTIVE
QSOR-0000425 | EXP-0118 | SUBCATEGORY | SUB-0118 | 582 | ACTIVE
QSOR-0000426 | EXP-0118 | SUBCATEGORY | SUB-0118 | 583 | ACTIVE
QSOR-0000427 | EXP-0118 | SUBCATEGORY | SUB-0118 | 584 | ACTIVE
QSOR-0000428 | EXP-0118 | SUBCATEGORY | SUB-0118 | 585 | ACTIVE
QSOR-0000429 | EXP-0118 | SUBCATEGORY | SUB-0118 | 586 | ACTIVE
QSOR-0000430 | EXP-0118 | SUBCATEGORY | SUB-0118 | 587 | ACTIVE
QSOR-0000431 | EXP-0118 | SUBCATEGORY | SUB-0118 | 588 | ACTIVE
QSOR-0000432 | EXP-0118 | SUBCATEGORY | SUB-0118 | 589 | ACTIVE
QSOR-0000433 | EXP-0118 | SUBCATEGORY | SUB-0118 | 590 | ACTIVE
QSOR-0000434 | EXP-0118 | SUBCATEGORY | SUB-0118 | 591 | ACTIVE
QSOR-0000435 | EXP-0119 | SUBCATEGORY | SUB-0119 | 593 | ACTIVE
QSOR-0000436 | EXP-0119 | SUBCATEGORY | SUB-0119 | 594 | ACTIVE
QSOR-0000437 | EXP-0119 | SUBCATEGORY | SUB-0119 | 595 | ACTIVE
QSOR-0000438 | EXP-0119 | SUBCATEGORY | SUB-0119 | 596 | ACTIVE
QSOR-0000439 | EXP-0119 | SUBCATEGORY | SUB-0119 | 597 | ACTIVE
QSOR-0000440 | EXP-0119 | SUBCATEGORY | SUB-0119 | 598 | ACTIVE
QSOR-0000441 | EXP-0119 | SUBCATEGORY | SUB-0119 | 599 | ACTIVE
QSOR-0000442 | EXP-0119 | SUBCATEGORY | SUB-0119 | 600 | ACTIVE
QSOR-0000443 | EXP-0119 | SUBCATEGORY | SUB-0119 | 601 | ACTIVE
QSOR-0000444 | EXP-0119 | SUBCATEGORY | SUB-0119 | 602 | ACTIVE
QSOR-0000445 | EXP-0119 | SUBCATEGORY | SUB-0119 | 603 | ACTIVE
QSOR-0000446 | EXP-0119 | SUBCATEGORY | SUB-0119 | 604 | ACTIVE
QSOR-0000447 | EXP-0119 | SUBCATEGORY | SUB-0119 | 605 | ACTIVE
QSOR-0000448 | EXP-0119 | SUBCATEGORY | SUB-0119 | 606 | ACTIVE
QSOR-0000449 | EXP-0119 | SUBCATEGORY | SUB-0119 | 607 | ACTIVE
QSOR-0000450 | EXP-0119 | SUBCATEGORY | SUB-0119 | 608 | ACTIVE
QSOR-0000451 | EXP-0120 | SUBCATEGORY | SUB-0120 | 610 | ACTIVE
QSOR-0000452 | EXP-0120 | SUBCATEGORY | SUB-0120 | 611 | ACTIVE
QSOR-0000453 | EXP-0120 | SUBCATEGORY | SUB-0120 | 612 | ACTIVE
QSOR-0000454 | EXP-0120 | SUBCATEGORY | SUB-0120 | 613 | ACTIVE
QSOR-0000455 | EXP-0120 | SUBCATEGORY | SUB-0120 | 614 | ACTIVE
QSOR-0000456 | EXP-0120 | SUBCATEGORY | SUB-0120 | 615 | ACTIVE
QSOR-0000457 | EXP-0120 | SUBCATEGORY | SUB-0120 | 616 | ACTIVE
QSOR-0000458 | EXP-0120 | SUBCATEGORY | SUB-0120 | 617 | ACTIVE
QSOR-0000459 | EXP-0120 | SUBCATEGORY | SUB-0120 | 618 | ACTIVE
QSOR-0000460 | EXP-0120 | SUBCATEGORY | SUB-0120 | 619 | ACTIVE
QSOR-0000461 | EXP-0120 | SUBCATEGORY | SUB-0120 | 620 | ACTIVE
QSOR-0000462 | EXP-0120 | SUBCATEGORY | SUB-0120 | 621 | ACTIVE
QSOR-0000463 | EXP-0120 | SUBCATEGORY | SUB-0120 | 622 | ACTIVE
QSOR-0000464 | EXP-0120 | SUBCATEGORY | SUB-0120 | 623 | ACTIVE
QSOR-0000465 | EXP-0120 | SUBCATEGORY | SUB-0120 | 624 | ACTIVE
QSOR-0000466 | EXP-0120 | SUBCATEGORY | SUB-0120 | 625 | ACTIVE
QSOR-0000467 | EXP-0121 | SUBCATEGORY | SUB-0121 | 627 | ACTIVE
QSOR-0000468 | EXP-0121 | SUBCATEGORY | SUB-0121 | 628 | ACTIVE
QSOR-0000469 | EXP-0121 | SUBCATEGORY | SUB-0121 | 629 | ACTIVE
QSOR-0000470 | EXP-0121 | SUBCATEGORY | SUB-0121 | 630 | ACTIVE
QSOR-0000471 | EXP-0121 | SUBCATEGORY | SUB-0121 | 631 | ACTIVE
QSOR-0000472 | EXP-0121 | SUBCATEGORY | SUB-0121 | 632 | ACTIVE
QSOR-0000473 | EXP-0121 | SUBCATEGORY | SUB-0121 | 633 | ACTIVE
QSOR-0000474 | EXP-0121 | SUBCATEGORY | SUB-0121 | 634 | ACTIVE
QSOR-0000475 | EXP-0121 | SUBCATEGORY | SUB-0121 | 635 | ACTIVE
QSOR-0000476 | EXP-0121 | SUBCATEGORY | SUB-0121 | 636 | ACTIVE
QSOR-0000477 | EXP-0121 | SUBCATEGORY | SUB-0121 | 637 | ACTIVE
QSOR-0000478 | EXP-0121 | SUBCATEGORY | SUB-0121 | 638 | ACTIVE
QSOR-0000479 | EXP-0121 | SUBCATEGORY | SUB-0121 | 639 | ACTIVE
QSOR-0000480 | EXP-0122 | SUBCATEGORY | SUB-0122 | 641 | ACTIVE
QSOR-0000481 | EXP-0122 | SUBCATEGORY | SUB-0122 | 642 | ACTIVE
QSOR-0000482 | EXP-0122 | SUBCATEGORY | SUB-0122 | 643 | ACTIVE
QSOR-0000483 | EXP-0122 | SUBCATEGORY | SUB-0122 | 644 | ACTIVE
QSOR-0000484 | EXP-0122 | SUBCATEGORY | SUB-0122 | 645 | ACTIVE
QSOR-0000485 | EXP-0122 | SUBCATEGORY | SUB-0122 | 646 | ACTIVE
QSOR-0000486 | EXP-0122 | SUBCATEGORY | SUB-0122 | 647 | ACTIVE
QSOR-0000487 | EXP-0122 | SUBCATEGORY | SUB-0122 | 648 | ACTIVE
QSOR-0000488 | EXP-0122 | SUBCATEGORY | SUB-0122 | 649 | ACTIVE
QSOR-0000489 | EXP-0122 | SUBCATEGORY | SUB-0122 | 650 | ACTIVE
QSOR-0000490 | EXP-0122 | SUBCATEGORY | SUB-0122 | 651 | ACTIVE
QSOR-0000491 | EXP-0122 | SUBCATEGORY | SUB-0122 | 652 | ACTIVE
QSOR-0000492 | EXP-0122 | SUBCATEGORY | SUB-0122 | 653 | ACTIVE
QSOR-0000493 | EXP-0122 | SUBCATEGORY | SUB-0122 | 654 | ACTIVE
QSOR-0000494 | EXP-0123 | SUBCATEGORY | SUB-0123 | 656 | ACTIVE
QSOR-0000495 | EXP-0123 | SUBCATEGORY | SUB-0123 | 657 | ACTIVE
QSOR-0000496 | EXP-0123 | SUBCATEGORY | SUB-0123 | 658 | ACTIVE
QSOR-0000497 | EXP-0123 | SUBCATEGORY | SUB-0123 | 659 | ACTIVE
QSOR-0000498 | EXP-0123 | SUBCATEGORY | SUB-0123 | 660 | ACTIVE
QSOR-0000499 | EXP-0123 | SUBCATEGORY | SUB-0123 | 661 | ACTIVE
QSOR-0000500 | EXP-0123 | SUBCATEGORY | SUB-0123 | 662 | ACTIVE
QSOR-0000501 | EXP-0123 | SUBCATEGORY | SUB-0123 | 663 | ACTIVE
QSOR-0000502 | EXP-0123 | SUBCATEGORY | SUB-0123 | 664 | ACTIVE
QSOR-0000503 | EXP-0123 | SUBCATEGORY | SUB-0123 | 665 | ACTIVE
QSOR-0000504 | EXP-0123 | SUBCATEGORY | SUB-0123 | 666 | ACTIVE
QSOR-0000505 | EXP-0123 | SUBCATEGORY | SUB-0123 | 667 | ACTIVE
QSOR-0000506 | EXP-0123 | SUBCATEGORY | SUB-0123 | 668 | ACTIVE
QSOR-0000507 | EXP-0124 | SUBCATEGORY | SUB-0124 | 670 | ACTIVE
QSOR-0000508 | EXP-0124 | SUBCATEGORY | SUB-0124 | 671 | ACTIVE
QSOR-0000509 | EXP-0124 | SUBCATEGORY | SUB-0124 | 672 | ACTIVE
QSOR-0000510 | EXP-0124 | SUBCATEGORY | SUB-0124 | 673 | ACTIVE
QSOR-0000511 | EXP-0124 | SUBCATEGORY | SUB-0124 | 674 | ACTIVE
QSOR-0000512 | EXP-0124 | SUBCATEGORY | SUB-0124 | 675 | ACTIVE
QSOR-0000513 | EXP-0124 | SUBCATEGORY | SUB-0124 | 676 | ACTIVE
QSOR-0000514 | EXP-0124 | SUBCATEGORY | SUB-0124 | 677 | ACTIVE
QSOR-0000515 | EXP-0124 | SUBCATEGORY | SUB-0124 | 678 | ACTIVE
QSOR-0000516 | EXP-0124 | SUBCATEGORY | SUB-0124 | 679 | ACTIVE
QSOR-0000517 | EXP-0124 | SUBCATEGORY | SUB-0124 | 680 | ACTIVE
QSOR-0000518 | EXP-0125 | SUBCATEGORY | SUB-0125 | 683 | ACTIVE
QSOR-0000519 | EXP-0125 | SUBCATEGORY | SUB-0125 | 684 | ACTIVE
QSOR-0000520 | EXP-0125 | SUBCATEGORY | SUB-0125 | 685 | ACTIVE
QSOR-0000521 | EXP-0125 | SUBCATEGORY | SUB-0125 | 686 | ACTIVE
QSOR-0000522 | EXP-0125 | SUBCATEGORY | SUB-0125 | 687 | ACTIVE
QSOR-0000523 | EXP-0125 | SUBCATEGORY | SUB-0125 | 688 | ACTIVE
QSOR-0000524 | EXP-0125 | SUBCATEGORY | SUB-0125 | 689 | ACTIVE
QSOR-0000525 | EXP-0125 | SUBCATEGORY | SUB-0125 | 690 | ACTIVE
QSOR-0000526 | EXP-0125 | SUBCATEGORY | SUB-0125 | 691 | ACTIVE
QSOR-0000527 | EXP-0125 | SUBCATEGORY | SUB-0125 | 692 | ACTIVE
QSOR-0000528 | EXP-0125 | SUBCATEGORY | SUB-0125 | 693 | ACTIVE
QSOR-0000529 | EXP-0125 | SUBCATEGORY | SUB-0125 | 694 | ACTIVE
QSOR-0000530 | EXP-0125 | SUBCATEGORY | SUB-0125 | 695 | ACTIVE
QSOR-0000531 | EXP-0125 | SUBCATEGORY | SUB-0125 | 696 | ACTIVE
QSOR-0000532 | EXP-0125 | SUBCATEGORY | SUB-0125 | 697 | ACTIVE
QSOR-0000533 | EXP-0125 | SUBCATEGORY | SUB-0125 | 698 | ACTIVE
QSOR-0000534 | EXP-0125 | SUBCATEGORY | SUB-0125 | 699 | ACTIVE
QSOR-0000535 | EXP-0126 | SUBCATEGORY | SUB-0126 | 701 | ACTIVE
QSOR-0000536 | EXP-0126 | SUBCATEGORY | SUB-0126 | 702 | ACTIVE
QSOR-0000537 | EXP-0126 | SUBCATEGORY | SUB-0126 | 703 | ACTIVE
QSOR-0000538 | EXP-0126 | SUBCATEGORY | SUB-0126 | 704 | ACTIVE
QSOR-0000539 | EXP-0126 | SUBCATEGORY | SUB-0126 | 705 | ACTIVE
QSOR-0000540 | EXP-0126 | SUBCATEGORY | SUB-0126 | 706 | ACTIVE
QSOR-0000541 | EXP-0126 | SUBCATEGORY | SUB-0126 | 707 | ACTIVE
QSOR-0000542 | EXP-0126 | SUBCATEGORY | SUB-0126 | 708 | ACTIVE
QSOR-0000543 | EXP-0126 | SUBCATEGORY | SUB-0126 | 709 | ACTIVE
QSOR-0000544 | EXP-0126 | SUBCATEGORY | SUB-0126 | 710 | ACTIVE
QSOR-0000545 | EXP-0126 | SUBCATEGORY | SUB-0126 | 711 | ACTIVE
QSOR-0000546 | EXP-0126 | SUBCATEGORY | SUB-0126 | 712 | ACTIVE
QSOR-0000547 | EXP-0126 | SUBCATEGORY | SUB-0126 | 713 | ACTIVE
QSOR-0000548 | EXP-0126 | SUBCATEGORY | SUB-0126 | 714 | ACTIVE
QSOR-0000549 | EXP-0126 | SUBCATEGORY | SUB-0126 | 715 | ACTIVE
QSOR-0000550 | EXP-0126 | SUBCATEGORY | SUB-0126 | 716 | ACTIVE
QSOR-0000551 | EXP-0127 | SUBCATEGORY | SUB-0127 | 718 | ACTIVE
QSOR-0000552 | EXP-0127 | SUBCATEGORY | SUB-0127 | 719 | ACTIVE
QSOR-0000553 | EXP-0127 | SUBCATEGORY | SUB-0127 | 720 | ACTIVE
QSOR-0000554 | EXP-0127 | SUBCATEGORY | SUB-0127 | 721 | ACTIVE
QSOR-0000555 | EXP-0127 | SUBCATEGORY | SUB-0127 | 722 | ACTIVE
QSOR-0000556 | EXP-0127 | SUBCATEGORY | SUB-0127 | 723 | ACTIVE
QSOR-0000557 | EXP-0127 | SUBCATEGORY | SUB-0127 | 724 | ACTIVE
QSOR-0000558 | EXP-0127 | SUBCATEGORY | SUB-0127 | 725 | ACTIVE
QSOR-0000559 | EXP-0127 | SUBCATEGORY | SUB-0127 | 726 | ACTIVE
QSOR-0000560 | EXP-0127 | SUBCATEGORY | SUB-0127 | 727 | ACTIVE
QSOR-0000561 | EXP-0127 | SUBCATEGORY | SUB-0127 | 728 | ACTIVE
QSOR-0000562 | EXP-0127 | SUBCATEGORY | SUB-0127 | 729 | ACTIVE
QSOR-0000563 | EXP-0127 | SUBCATEGORY | SUB-0127 | 730 | ACTIVE
QSOR-0000564 | EXP-0127 | SUBCATEGORY | SUB-0127 | 731 | ACTIVE
QSOR-0000565 | EXP-0127 | SUBCATEGORY | SUB-0127 | 732 | ACTIVE
QSOR-0000566 | EXP-0127 | SUBCATEGORY | SUB-0127 | 733 | ACTIVE
QSOR-0000567 | EXP-0128 | SUBCATEGORY | SUB-0128 | 735 | ACTIVE
QSOR-0000568 | EXP-0128 | SUBCATEGORY | SUB-0128 | 736 | ACTIVE
QSOR-0000569 | EXP-0128 | SUBCATEGORY | SUB-0128 | 737 | ACTIVE
QSOR-0000570 | EXP-0128 | SUBCATEGORY | SUB-0128 | 738 | ACTIVE
QSOR-0000571 | EXP-0128 | SUBCATEGORY | SUB-0128 | 739 | ACTIVE
QSOR-0000572 | EXP-0128 | SUBCATEGORY | SUB-0128 | 740 | ACTIVE
QSOR-0000573 | EXP-0128 | SUBCATEGORY | SUB-0128 | 741 | ACTIVE
QSOR-0000574 | EXP-0128 | SUBCATEGORY | SUB-0128 | 742 | ACTIVE
QSOR-0000575 | EXP-0128 | SUBCATEGORY | SUB-0128 | 743 | ACTIVE
QSOR-0000576 | EXP-0128 | SUBCATEGORY | SUB-0128 | 744 | ACTIVE
QSOR-0000577 | EXP-0128 | SUBCATEGORY | SUB-0128 | 745 | ACTIVE
QSOR-0000578 | EXP-0128 | SUBCATEGORY | SUB-0128 | 746 | ACTIVE
QSOR-0000579 | EXP-0128 | SUBCATEGORY | SUB-0128 | 747 | ACTIVE
QSOR-0000580 | EXP-0129 | SUBCATEGORY | SUB-0129 | 749 | ACTIVE
QSOR-0000581 | EXP-0129 | SUBCATEGORY | SUB-0129 | 750 | ACTIVE
QSOR-0000582 | EXP-0129 | SUBCATEGORY | SUB-0129 | 751 | ACTIVE
QSOR-0000583 | EXP-0129 | SUBCATEGORY | SUB-0129 | 752 | ACTIVE
QSOR-0000584 | EXP-0129 | SUBCATEGORY | SUB-0129 | 753 | ACTIVE
QSOR-0000585 | EXP-0129 | SUBCATEGORY | SUB-0129 | 754 | ACTIVE
QSOR-0000586 | EXP-0129 | SUBCATEGORY | SUB-0129 | 755 | ACTIVE
QSOR-0000587 | EXP-0129 | SUBCATEGORY | SUB-0129 | 756 | ACTIVE
QSOR-0000588 | EXP-0129 | SUBCATEGORY | SUB-0129 | 757 | ACTIVE
QSOR-0000589 | EXP-0129 | SUBCATEGORY | SUB-0129 | 758 | ACTIVE
QSOR-0000590 | EXP-0129 | SUBCATEGORY | SUB-0129 | 759 | ACTIVE
QSOR-0000591 | EXP-0129 | SUBCATEGORY | SUB-0129 | 760 | ACTIVE
QSOR-0000592 | EXP-0129 | SUBCATEGORY | SUB-0129 | 761 | ACTIVE
QSOR-0000593 | EXP-0129 | SUBCATEGORY | SUB-0129 | 762 | ACTIVE
QSOR-0000594 | EXP-0130 | SUBCATEGORY | SUB-0130 | 764 | ACTIVE
QSOR-0000595 | EXP-0130 | SUBCATEGORY | SUB-0130 | 765 | ACTIVE
QSOR-0000596 | EXP-0130 | SUBCATEGORY | SUB-0130 | 766 | ACTIVE
QSOR-0000597 | EXP-0130 | SUBCATEGORY | SUB-0130 | 767 | ACTIVE
QSOR-0000598 | EXP-0130 | SUBCATEGORY | SUB-0130 | 768 | ACTIVE
QSOR-0000599 | EXP-0130 | SUBCATEGORY | SUB-0130 | 769 | ACTIVE
QSOR-0000600 | EXP-0130 | SUBCATEGORY | SUB-0130 | 770 | ACTIVE
QSOR-0000601 | EXP-0130 | SUBCATEGORY | SUB-0130 | 771 | ACTIVE
QSOR-0000602 | EXP-0130 | SUBCATEGORY | SUB-0130 | 772 | ACTIVE
QSOR-0000603 | EXP-0130 | SUBCATEGORY | SUB-0130 | 773 | ACTIVE
QSOR-0000604 | EXP-0130 | SUBCATEGORY | SUB-0130 | 774 | ACTIVE
QSOR-0000605 | EXP-0130 | SUBCATEGORY | SUB-0130 | 775 | ACTIVE
QSOR-0000606 | EXP-0130 | SUBCATEGORY | SUB-0130 | 776 | ACTIVE
QSOR-0000607 | EXP-0131 | SUBCATEGORY | SUB-0131 | 778 | ACTIVE
QSOR-0000608 | EXP-0131 | SUBCATEGORY | SUB-0131 | 779 | ACTIVE
QSOR-0000609 | EXP-0131 | SUBCATEGORY | SUB-0131 | 780 | ACTIVE
QSOR-0000610 | EXP-0131 | SUBCATEGORY | SUB-0131 | 781 | ACTIVE
QSOR-0000611 | EXP-0131 | SUBCATEGORY | SUB-0131 | 782 | ACTIVE
QSOR-0000612 | EXP-0131 | SUBCATEGORY | SUB-0131 | 783 | ACTIVE
QSOR-0000613 | EXP-0131 | SUBCATEGORY | SUB-0131 | 784 | ACTIVE
QSOR-0000614 | EXP-0131 | SUBCATEGORY | SUB-0131 | 785 | ACTIVE
QSOR-0000615 | EXP-0131 | SUBCATEGORY | SUB-0131 | 786 | ACTIVE
QSOR-0000616 | EXP-0131 | SUBCATEGORY | SUB-0131 | 787 | ACTIVE
QSOR-0000617 | EXP-0131 | SUBCATEGORY | SUB-0131 | 788 | ACTIVE
QSOR-0000618 | EXP-0132 | SUBCATEGORY | SUB-0132 | 791 | ACTIVE
QSOR-0000619 | EXP-0132 | SUBCATEGORY | SUB-0132 | 792 | ACTIVE
QSOR-0000620 | EXP-0132 | SUBCATEGORY | SUB-0132 | 793 | ACTIVE
QSOR-0000621 | EXP-0132 | SUBCATEGORY | SUB-0132 | 794 | ACTIVE
QSOR-0000622 | EXP-0132 | SUBCATEGORY | SUB-0132 | 795 | ACTIVE
QSOR-0000623 | EXP-0132 | SUBCATEGORY | SUB-0132 | 796 | ACTIVE
QSOR-0000624 | EXP-0132 | SUBCATEGORY | SUB-0132 | 797 | ACTIVE
QSOR-0000625 | EXP-0132 | SUBCATEGORY | SUB-0132 | 798 | ACTIVE
QSOR-0000626 | EXP-0132 | SUBCATEGORY | SUB-0132 | 799 | ACTIVE
QSOR-0000627 | EXP-0133 | SUBCATEGORY | SUB-0133 | 801 | ACTIVE
QSOR-0000628 | EXP-0133 | SUBCATEGORY | SUB-0133 | 802 | ACTIVE
QSOR-0000629 | EXP-0133 | SUBCATEGORY | SUB-0133 | 803 | ACTIVE
QSOR-0000630 | EXP-0134 | SUBCATEGORY | SUB-0134 | 805 | ACTIVE
QSOR-0000631 | EXP-0134 | SUBCATEGORY | SUB-0134 | 806 | ACTIVE
QSOR-0000632 | EXP-0134 | SUBCATEGORY | SUB-0134 | 807 | ACTIVE
QSOR-0000633 | EXP-0134 | SUBCATEGORY | SUB-0134 | 808 | ACTIVE
QSOR-0000634 | EXP-0134 | SUBCATEGORY | SUB-0134 | 809 | ACTIVE
QSOR-0000635 | EXP-0134 | SUBCATEGORY | SUB-0134 | 810 | ACTIVE
QSOR-0000636 | EXP-0134 | SUBCATEGORY | SUB-0134 | 811 | ACTIVE
QSOR-0000637 | EXP-0134 | SUBCATEGORY | SUB-0134 | 812 | ACTIVE
QSOR-0000638 | EXP-0134 | SUBCATEGORY | SUB-0134 | 813 | ACTIVE
QSOR-0000639 | EXP-0135 | SUBCATEGORY | SUB-0135 | 815 | ACTIVE
QSOR-0000640 | EXP-0135 | SUBCATEGORY | SUB-0135 | 816 | ACTIVE
QSOR-0000641 | EXP-0135 | SUBCATEGORY | SUB-0135 | 817 | ACTIVE
QSOR-0000642 | EXP-0136 | SUBCATEGORY | SUB-0136 | 819 | ACTIVE
QSOR-0000643 | EXP-0136 | SUBCATEGORY | SUB-0136 | 820 | ACTIVE
QSOR-0000644 | EXP-0136 | SUBCATEGORY | SUB-0136 | 821 | ACTIVE
QSOR-0000645 | EXP-0136 | SUBCATEGORY | SUB-0136 | 822 | ACTIVE
QSOR-0000646 | EXP-0136 | SUBCATEGORY | SUB-0136 | 823 | ACTIVE
QSOR-0000647 | EXP-0136 | SUBCATEGORY | SUB-0136 | 824 | ACTIVE
QSOR-0000648 | EXP-0137 | SUBCATEGORY | SUB-0137 | 826 | ACTIVE
QSOR-0000649 | EXP-0137 | SUBCATEGORY | SUB-0137 | 827 | ACTIVE
QSOR-0000650 | EXP-0137 | SUBCATEGORY | SUB-0137 | 828 | ACTIVE
QSOR-0000651 | EXP-0137 | SUBCATEGORY | SUB-0137 | 829 | ACTIVE
QSOR-0000652 | EXP-0137 | SUBCATEGORY | SUB-0137 | 830 | ACTIVE
QSOR-0000653 | EXP-0137 | SUBCATEGORY | SUB-0137 | 831 | ACTIVE
QSOR-0000654 | EXP-0138 | SUBCATEGORY | SUB-0138 | 833 | ACTIVE
QSOR-0000655 | EXP-0138 | SUBCATEGORY | SUB-0138 | 834 | ACTIVE
QSOR-0000656 | EXP-0138 | SUBCATEGORY | SUB-0138 | 835 | ACTIVE
QSOR-0000657 | EXP-0138 | SUBCATEGORY | SUB-0138 | 836 | ACTIVE
QSOR-0000658 | EXP-0138 | SUBCATEGORY | SUB-0138 | 837 | ACTIVE
QSOR-0000659 | EXP-0138 | SUBCATEGORY | SUB-0138 | 838 | ACTIVE
QSOR-0000660 | EXP-0139 | SUBCATEGORY | SUB-0139 | 840 | ACTIVE
QSOR-0000661 | EXP-0139 | SUBCATEGORY | SUB-0139 | 841 | ACTIVE
QSOR-0000662 | EXP-0139 | SUBCATEGORY | SUB-0139 | 842 | ACTIVE
QSOR-0000663 | EXP-0139 | SUBCATEGORY | SUB-0139 | 843 | ACTIVE
QSOR-0000664 | EXP-0139 | SUBCATEGORY | SUB-0139 | 844 | ACTIVE
QSOR-0000665 | EXP-0139 | SUBCATEGORY | SUB-0139 | 845 | ACTIVE
QSOR-0000666 | EXP-0139 | SUBCATEGORY | SUB-0139 | 846 | ACTIVE
QSOR-0000667 | EXP-0139 | SUBCATEGORY | SUB-0139 | 847 | ACTIVE
QSOR-0000668 | EXP-0140 | SUBCATEGORY | SUB-0140 | 849 | ACTIVE
QSOR-0000669 | EXP-0140 | SUBCATEGORY | SUB-0140 | 850 | ACTIVE
QSOR-0000670 | EXP-0140 | SUBCATEGORY | SUB-0140 | 851 | ACTIVE
QSOR-0000671 | EXP-0141 | SUBCATEGORY | SUB-0141 | 853 | ACTIVE
QSOR-0000672 | EXP-0141 | SUBCATEGORY | SUB-0141 | 854 | ACTIVE
QSOR-0000673 | EXP-0141 | SUBCATEGORY | SUB-0141 | 855 | ACTIVE
QSOR-0000674 | EXP-0141 | SUBCATEGORY | SUB-0141 | 856 | ACTIVE
QSOR-0000675 | EXP-0141 | SUBCATEGORY | SUB-0141 | 857 | ACTIVE
QSOR-0000676 | EXP-0141 | SUBCATEGORY | SUB-0141 | 858 | ACTIVE
QSOR-0000677 | EXP-0142 | SUBCATEGORY | SUB-0142 | 860 | ACTIVE
QSOR-0000678 | EXP-0142 | SUBCATEGORY | SUB-0142 | 861 | ACTIVE
QSOR-0000679 | EXP-0142 | SUBCATEGORY | SUB-0142 | 862 | ACTIVE
QSOR-0000680 | EXP-0142 | SUBCATEGORY | SUB-0142 | 863 | ACTIVE
QSOR-0000681 | EXP-0143 | SUBCATEGORY | SUB-0143 | 865 | ACTIVE
QSOR-0000682 | EXP-0143 | SUBCATEGORY | SUB-0143 | 866 | ACTIVE
QSOR-0000683 | EXP-0143 | SUBCATEGORY | SUB-0143 | 867 | ACTIVE
QSOR-0000684 | EXP-0144 | SUBCATEGORY | SUB-0144 | 869 | ACTIVE
QSOR-0000685 | EXP-0144 | SUBCATEGORY | SUB-0144 | 870 | ACTIVE
QSOR-0000686 | EXP-0145 | SUBCATEGORY | SUB-0145 | 872 | ACTIVE
QSOR-0000687 | EXP-0145 | SUBCATEGORY | SUB-0145 | 873 | ACTIVE
QSOR-0000688 | EXP-0145 | SUBCATEGORY | SUB-0145 | 874 | ACTIVE
QSOR-0000689 | EXP-0146 | SUBCATEGORY | SUB-0146 | 876 | ACTIVE
QSOR-0000690 | EXP-0146 | SUBCATEGORY | SUB-0146 | 877 | ACTIVE
QSOR-0000691 | EXP-0146 | SUBCATEGORY | SUB-0146 | 878 | ACTIVE
QSOR-0000692 | EXP-0147 | SUBCATEGORY | SUB-0147 | 880 | ACTIVE
QSOR-0000693 | EXP-0147 | SUBCATEGORY | SUB-0147 | 881 | ACTIVE
QSOR-0000694 | EXP-0147 | SUBCATEGORY | SUB-0147 | 882 | ACTIVE
QSOR-0000695 | EXP-0147 | SUBCATEGORY | SUB-0147 | 883 | ACTIVE
QSOR-0000696 | EXP-0147 | SUBCATEGORY | SUB-0147 | 884 | ACTIVE
QSOR-0000697 | EXP-0147 | SUBCATEGORY | SUB-0147 | 885 | ACTIVE
QSOR-0000698 | EXP-0147 | SUBCATEGORY | SUB-0147 | 886 | ACTIVE
QSOR-0000699 | EXP-0148 | SUBCATEGORY | SUB-0148 | 889 | ACTIVE
QSOR-0000700 | EXP-0148 | SUBCATEGORY | SUB-0148 | 890 | ACTIVE
QSOR-0000701 | EXP-0148 | SUBCATEGORY | SUB-0148 | 891 | ACTIVE
QSOR-0000702 | EXP-0148 | SUBCATEGORY | SUB-0148 | 892 | ACTIVE
QSOR-0000703 | EXP-0148 | SUBCATEGORY | SUB-0148 | 893 | ACTIVE
QSOR-0000704 | EXP-0148 | SUBCATEGORY | SUB-0148 | 894 | ACTIVE
QSOR-0000705 | EXP-0148 | SUBCATEGORY | SUB-0148 | 895 | ACTIVE
QSOR-0000706 | EXP-0148 | SUBCATEGORY | SUB-0148 | 896 | ACTIVE
QSOR-0000707 | EXP-0148 | SUBCATEGORY | SUB-0148 | 897 | ACTIVE
QSOR-0000708 | EXP-0149 | SUBCATEGORY | SUB-0149 | 899 | ACTIVE
QSOR-0000709 | EXP-0149 | SUBCATEGORY | SUB-0149 | 900 | ACTIVE
QSOR-0000710 | EXP-0149 | SUBCATEGORY | SUB-0149 | 901 | ACTIVE
QSOR-0000711 | EXP-0150 | SUBCATEGORY | SUB-0150 | 903 | ACTIVE
QSOR-0000712 | EXP-0150 | SUBCATEGORY | SUB-0150 | 904 | ACTIVE
QSOR-0000713 | EXP-0150 | SUBCATEGORY | SUB-0150 | 905 | ACTIVE
QSOR-0000714 | EXP-0150 | SUBCATEGORY | SUB-0150 | 906 | ACTIVE
QSOR-0000715 | EXP-0150 | SUBCATEGORY | SUB-0150 | 907 | ACTIVE
QSOR-0000716 | EXP-0150 | SUBCATEGORY | SUB-0150 | 908 | ACTIVE
QSOR-0000717 | EXP-0150 | SUBCATEGORY | SUB-0150 | 909 | ACTIVE
QSOR-0000718 | EXP-0150 | SUBCATEGORY | SUB-0150 | 910 | ACTIVE
QSOR-0000719 | EXP-0150 | SUBCATEGORY | SUB-0150 | 911 | ACTIVE
QSOR-0000720 | EXP-0151 | SUBCATEGORY | SUB-0151 | 913 | ACTIVE
QSOR-0000721 | EXP-0151 | SUBCATEGORY | SUB-0151 | 914 | ACTIVE
QSOR-0000722 | EXP-0151 | SUBCATEGORY | SUB-0151 | 915 | ACTIVE
QSOR-0000723 | EXP-0152 | SUBCATEGORY | SUB-0152 | 917 | ACTIVE
QSOR-0000724 | EXP-0152 | SUBCATEGORY | SUB-0152 | 918 | ACTIVE
QSOR-0000725 | EXP-0152 | SUBCATEGORY | SUB-0152 | 919 | ACTIVE
QSOR-0000726 | EXP-0152 | SUBCATEGORY | SUB-0152 | 920 | ACTIVE
QSOR-0000727 | EXP-0152 | SUBCATEGORY | SUB-0152 | 921 | ACTIVE
QSOR-0000728 | EXP-0152 | SUBCATEGORY | SUB-0152 | 922 | ACTIVE
QSOR-0000729 | EXP-0153 | SUBCATEGORY | SUB-0153 | 924 | ACTIVE
QSOR-0000730 | EXP-0153 | SUBCATEGORY | SUB-0153 | 925 | ACTIVE
QSOR-0000731 | EXP-0153 | SUBCATEGORY | SUB-0153 | 926 | ACTIVE
QSOR-0000732 | EXP-0153 | SUBCATEGORY | SUB-0153 | 927 | ACTIVE
QSOR-0000733 | EXP-0153 | SUBCATEGORY | SUB-0153 | 928 | ACTIVE
QSOR-0000734 | EXP-0153 | SUBCATEGORY | SUB-0153 | 929 | ACTIVE
QSOR-0000735 | EXP-0154 | SUBCATEGORY | SUB-0154 | 931 | ACTIVE
QSOR-0000736 | EXP-0154 | SUBCATEGORY | SUB-0154 | 932 | ACTIVE
QSOR-0000737 | EXP-0154 | SUBCATEGORY | SUB-0154 | 933 | ACTIVE
QSOR-0000738 | EXP-0154 | SUBCATEGORY | SUB-0154 | 934 | ACTIVE
QSOR-0000739 | EXP-0154 | SUBCATEGORY | SUB-0154 | 935 | ACTIVE
QSOR-0000740 | EXP-0154 | SUBCATEGORY | SUB-0154 | 936 | ACTIVE
QSOR-0000741 | EXP-0155 | SUBCATEGORY | SUB-0155 | 938 | ACTIVE
QSOR-0000742 | EXP-0155 | SUBCATEGORY | SUB-0155 | 939 | ACTIVE
QSOR-0000743 | EXP-0155 | SUBCATEGORY | SUB-0155 | 940 | ACTIVE
QSOR-0000744 | EXP-0155 | SUBCATEGORY | SUB-0155 | 941 | ACTIVE
QSOR-0000745 | EXP-0155 | SUBCATEGORY | SUB-0155 | 942 | ACTIVE
QSOR-0000746 | EXP-0155 | SUBCATEGORY | SUB-0155 | 943 | ACTIVE
QSOR-0000747 | EXP-0155 | SUBCATEGORY | SUB-0155 | 944 | ACTIVE
QSOR-0000748 | EXP-0155 | SUBCATEGORY | SUB-0155 | 945 | ACTIVE
QSOR-0000749 | EXP-0156 | SUBCATEGORY | SUB-0156 | 947 | ACTIVE
QSOR-0000750 | EXP-0156 | SUBCATEGORY | SUB-0156 | 948 | ACTIVE
QSOR-0000751 | EXP-0156 | SUBCATEGORY | SUB-0156 | 949 | ACTIVE
QSOR-0000752 | EXP-0157 | SUBCATEGORY | SUB-0157 | 951 | ACTIVE
QSOR-0000753 | EXP-0157 | SUBCATEGORY | SUB-0157 | 952 | ACTIVE
QSOR-0000754 | EXP-0157 | SUBCATEGORY | SUB-0157 | 953 | ACTIVE
QSOR-0000755 | EXP-0157 | SUBCATEGORY | SUB-0157 | 954 | ACTIVE
QSOR-0000756 | EXP-0157 | SUBCATEGORY | SUB-0157 | 955 | ACTIVE
QSOR-0000757 | EXP-0157 | SUBCATEGORY | SUB-0157 | 956 | ACTIVE
QSOR-0000758 | EXP-0158 | SUBCATEGORY | SUB-0158 | 958 | ACTIVE
QSOR-0000759 | EXP-0158 | SUBCATEGORY | SUB-0158 | 959 | ACTIVE
QSOR-0000760 | EXP-0158 | SUBCATEGORY | SUB-0158 | 960 | ACTIVE
QSOR-0000761 | EXP-0158 | SUBCATEGORY | SUB-0158 | 961 | ACTIVE
QSOR-0000762 | EXP-0159 | SUBCATEGORY | SUB-0159 | 963 | ACTIVE
QSOR-0000763 | EXP-0159 | SUBCATEGORY | SUB-0159 | 964 | ACTIVE
QSOR-0000764 | EXP-0159 | SUBCATEGORY | SUB-0159 | 965 | ACTIVE
QSOR-0000765 | EXP-0160 | SUBCATEGORY | SUB-0160 | 967 | ACTIVE
QSOR-0000766 | EXP-0160 | SUBCATEGORY | SUB-0160 | 968 | ACTIVE
QSOR-0000767 | EXP-0161 | SUBCATEGORY | SUB-0161 | 970 | ACTIVE
QSOR-0000768 | EXP-0161 | SUBCATEGORY | SUB-0161 | 971 | ACTIVE
QSOR-0000769 | EXP-0161 | SUBCATEGORY | SUB-0161 | 972 | ACTIVE
QSOR-0000770 | EXP-0162 | SUBCATEGORY | SUB-0162 | 974 | ACTIVE
QSOR-0000771 | EXP-0162 | SUBCATEGORY | SUB-0162 | 975 | ACTIVE
QSOR-0000772 | EXP-0162 | SUBCATEGORY | SUB-0162 | 976 | ACTIVE
QSOR-0000773 | EXP-0163 | SUBCATEGORY | SUB-0163 | 978 | ACTIVE
QSOR-0000774 | EXP-0163 | SUBCATEGORY | SUB-0163 | 979 | ACTIVE
QSOR-0000775 | EXP-0163 | SUBCATEGORY | SUB-0163 | 980 | ACTIVE
QSOR-0000776 | EXP-0163 | SUBCATEGORY | SUB-0163 | 981 | ACTIVE
QSOR-0000777 | EXP-0163 | SUBCATEGORY | SUB-0163 | 982 | ACTIVE
QSOR-0000778 | EXP-0163 | SUBCATEGORY | SUB-0163 | 983 | ACTIVE
QSOR-0000779 | EXP-0163 | SUBCATEGORY | SUB-0163 | 984 | ACTIVE
QSOR-0000780 | EXP-0164 | SUBCATEGORY | SUB-0164 | 987 | ACTIVE
QSOR-0000781 | EXP-0164 | SUBCATEGORY | SUB-0164 | 988 | ACTIVE
QSOR-0000782 | EXP-0164 | SUBCATEGORY | SUB-0164 | 989 | ACTIVE
QSOR-0000783 | EXP-0164 | SUBCATEGORY | SUB-0164 | 990 | ACTIVE
QSOR-0000784 | EXP-0164 | SUBCATEGORY | SUB-0164 | 991 | ACTIVE
QSOR-0000785 | EXP-0164 | SUBCATEGORY | SUB-0164 | 992 | ACTIVE
QSOR-0000786 | EXP-0164 | SUBCATEGORY | SUB-0164 | 993 | ACTIVE
QSOR-0000787 | EXP-0164 | SUBCATEGORY | SUB-0164 | 994 | ACTIVE
QSOR-0000788 | EXP-0164 | SUBCATEGORY | SUB-0164 | 995 | ACTIVE
QSOR-0000789 | EXP-0165 | SUBCATEGORY | SUB-0165 | 997 | ACTIVE
QSOR-0000790 | EXP-0165 | SUBCATEGORY | SUB-0165 | 998 | ACTIVE
QSOR-0000791 | EXP-0165 | SUBCATEGORY | SUB-0165 | 999 | ACTIVE
QSOR-0000792 | EXP-0166 | SUBCATEGORY | SUB-0166 | 1001 | ACTIVE
QSOR-0000793 | EXP-0166 | SUBCATEGORY | SUB-0166 | 1002 | ACTIVE
QSOR-0000794 | EXP-0166 | SUBCATEGORY | SUB-0166 | 1003 | ACTIVE
QSOR-0000795 | EXP-0166 | SUBCATEGORY | SUB-0166 | 1004 | ACTIVE
QSOR-0000796 | EXP-0166 | SUBCATEGORY | SUB-0166 | 1005 | ACTIVE
QSOR-0000797 | EXP-0166 | SUBCATEGORY | SUB-0166 | 1006 | ACTIVE
QSOR-0000798 | EXP-0166 | SUBCATEGORY | SUB-0166 | 1007 | ACTIVE
QSOR-0000799 | EXP-0166 | SUBCATEGORY | SUB-0166 | 1008 | ACTIVE
QSOR-0000800 | EXP-0166 | SUBCATEGORY | SUB-0166 | 1009 | ACTIVE
QSOR-0000801 | EXP-0167 | SUBCATEGORY | SUB-0167 | 1011 | ACTIVE
QSOR-0000802 | EXP-0167 | SUBCATEGORY | SUB-0167 | 1012 | ACTIVE
QSOR-0000803 | EXP-0167 | SUBCATEGORY | SUB-0167 | 1013 | ACTIVE
QSOR-0000804 | EXP-0168 | SUBCATEGORY | SUB-0168 | 1015 | ACTIVE
QSOR-0000805 | EXP-0168 | SUBCATEGORY | SUB-0168 | 1016 | ACTIVE
QSOR-0000806 | EXP-0168 | SUBCATEGORY | SUB-0168 | 1017 | ACTIVE
QSOR-0000807 | EXP-0168 | SUBCATEGORY | SUB-0168 | 1018 | ACTIVE
QSOR-0000808 | EXP-0168 | SUBCATEGORY | SUB-0168 | 1019 | ACTIVE
QSOR-0000809 | EXP-0168 | SUBCATEGORY | SUB-0168 | 1020 | ACTIVE
QSOR-0000810 | EXP-0169 | SUBCATEGORY | SUB-0169 | 1022 | ACTIVE
QSOR-0000811 | EXP-0169 | SUBCATEGORY | SUB-0169 | 1023 | ACTIVE
QSOR-0000812 | EXP-0169 | SUBCATEGORY | SUB-0169 | 1024 | ACTIVE
QSOR-0000813 | EXP-0169 | SUBCATEGORY | SUB-0169 | 1025 | ACTIVE
QSOR-0000814 | EXP-0169 | SUBCATEGORY | SUB-0169 | 1026 | ACTIVE
QSOR-0000815 | EXP-0169 | SUBCATEGORY | SUB-0169 | 1027 | ACTIVE
QSOR-0000816 | EXP-0170 | SUBCATEGORY | SUB-0170 | 1029 | ACTIVE
QSOR-0000817 | EXP-0170 | SUBCATEGORY | SUB-0170 | 1030 | ACTIVE
QSOR-0000818 | EXP-0170 | SUBCATEGORY | SUB-0170 | 1031 | ACTIVE
QSOR-0000819 | EXP-0170 | SUBCATEGORY | SUB-0170 | 1032 | ACTIVE
QSOR-0000820 | EXP-0170 | SUBCATEGORY | SUB-0170 | 1033 | ACTIVE
QSOR-0000821 | EXP-0170 | SUBCATEGORY | SUB-0170 | 1034 | ACTIVE
QSOR-0000822 | EXP-0171 | SUBCATEGORY | SUB-0171 | 1036 | ACTIVE
QSOR-0000823 | EXP-0171 | SUBCATEGORY | SUB-0171 | 1037 | ACTIVE
QSOR-0000824 | EXP-0171 | SUBCATEGORY | SUB-0171 | 1038 | ACTIVE
QSOR-0000825 | EXP-0171 | SUBCATEGORY | SUB-0171 | 1039 | ACTIVE
QSOR-0000826 | EXP-0171 | SUBCATEGORY | SUB-0171 | 1040 | ACTIVE
QSOR-0000827 | EXP-0171 | SUBCATEGORY | SUB-0171 | 1041 | ACTIVE
QSOR-0000828 | EXP-0171 | SUBCATEGORY | SUB-0171 | 1042 | ACTIVE
QSOR-0000829 | EXP-0171 | SUBCATEGORY | SUB-0171 | 1043 | ACTIVE
QSOR-0000830 | EXP-0172 | SUBCATEGORY | SUB-0172 | 1045 | ACTIVE
QSOR-0000831 | EXP-0172 | SUBCATEGORY | SUB-0172 | 1046 | ACTIVE
QSOR-0000832 | EXP-0172 | SUBCATEGORY | SUB-0172 | 1047 | ACTIVE
QSOR-0000833 | EXP-0173 | SUBCATEGORY | SUB-0173 | 1049 | ACTIVE
QSOR-0000834 | EXP-0173 | SUBCATEGORY | SUB-0173 | 1050 | ACTIVE
QSOR-0000835 | EXP-0173 | SUBCATEGORY | SUB-0173 | 1051 | ACTIVE
QSOR-0000836 | EXP-0173 | SUBCATEGORY | SUB-0173 | 1052 | ACTIVE
QSOR-0000837 | EXP-0173 | SUBCATEGORY | SUB-0173 | 1053 | ACTIVE
QSOR-0000838 | EXP-0173 | SUBCATEGORY | SUB-0173 | 1054 | ACTIVE
QSOR-0000839 | EXP-0174 | SUBCATEGORY | SUB-0174 | 1056 | ACTIVE
QSOR-0000840 | EXP-0174 | SUBCATEGORY | SUB-0174 | 1057 | ACTIVE
QSOR-0000841 | EXP-0174 | SUBCATEGORY | SUB-0174 | 1058 | ACTIVE
QSOR-0000842 | EXP-0174 | SUBCATEGORY | SUB-0174 | 1059 | ACTIVE
QSOR-0000843 | EXP-0175 | SUBCATEGORY | SUB-0175 | 1061 | ACTIVE
QSOR-0000844 | EXP-0175 | SUBCATEGORY | SUB-0175 | 1062 | ACTIVE
QSOR-0000845 | EXP-0175 | SUBCATEGORY | SUB-0175 | 1063 | ACTIVE
QSOR-0000846 | EXP-0176 | SUBCATEGORY | SUB-0176 | 1065 | ACTIVE
QSOR-0000847 | EXP-0176 | SUBCATEGORY | SUB-0176 | 1066 | ACTIVE
QSOR-0000848 | EXP-0177 | SUBCATEGORY | SUB-0177 | 1068 | ACTIVE
QSOR-0000849 | EXP-0177 | SUBCATEGORY | SUB-0177 | 1069 | ACTIVE
QSOR-0000850 | EXP-0177 | SUBCATEGORY | SUB-0177 | 1070 | ACTIVE
QSOR-0000851 | EXP-0178 | SUBCATEGORY | SUB-0178 | 1072 | ACTIVE
QSOR-0000852 | EXP-0178 | SUBCATEGORY | SUB-0178 | 1073 | ACTIVE
QSOR-0000853 | EXP-0178 | SUBCATEGORY | SUB-0178 | 1074 | ACTIVE
QSOR-0000854 | EXP-0179 | SUBCATEGORY | SUB-0179 | 1076 | ACTIVE
QSOR-0000855 | EXP-0179 | SUBCATEGORY | SUB-0179 | 1077 | ACTIVE
QSOR-0000856 | EXP-0179 | SUBCATEGORY | SUB-0179 | 1078 | ACTIVE
QSOR-0000857 | EXP-0179 | SUBCATEGORY | SUB-0179 | 1079 | ACTIVE
QSOR-0000858 | EXP-0179 | SUBCATEGORY | SUB-0179 | 1080 | ACTIVE
QSOR-0000859 | EXP-0179 | SUBCATEGORY | SUB-0179 | 1081 | ACTIVE
QSOR-0000860 | EXP-0179 | SUBCATEGORY | SUB-0179 | 1082 | ACTIVE
QSOR-0000861 | EXP-0180 | SUBCATEGORY | SUB-0180 | 1085 | ACTIVE
QSOR-0000862 | EXP-0180 | SUBCATEGORY | SUB-0180 | 1086 | ACTIVE
QSOR-0000863 | EXP-0180 | SUBCATEGORY | SUB-0180 | 1087 | ACTIVE
QSOR-0000864 | EXP-0180 | SUBCATEGORY | SUB-0180 | 1088 | ACTIVE
QSOR-0000865 | EXP-0180 | SUBCATEGORY | SUB-0180 | 1089 | ACTIVE
QSOR-0000866 | EXP-0180 | SUBCATEGORY | SUB-0180 | 1090 | ACTIVE
QSOR-0000867 | EXP-0180 | SUBCATEGORY | SUB-0180 | 1091 | ACTIVE
QSOR-0000868 | EXP-0180 | SUBCATEGORY | SUB-0180 | 1092 | ACTIVE
QSOR-0000869 | EXP-0180 | SUBCATEGORY | SUB-0180 | 1093 | ACTIVE
QSOR-0000870 | EXP-0181 | SUBCATEGORY | SUB-0181 | 1095 | ACTIVE
QSOR-0000871 | EXP-0181 | SUBCATEGORY | SUB-0181 | 1096 | ACTIVE
QSOR-0000872 | EXP-0181 | SUBCATEGORY | SUB-0181 | 1097 | ACTIVE
QSOR-0000873 | EXP-0182 | SUBCATEGORY | SUB-0182 | 1099 | ACTIVE
QSOR-0000874 | EXP-0182 | SUBCATEGORY | SUB-0182 | 1100 | ACTIVE
QSOR-0000875 | EXP-0182 | SUBCATEGORY | SUB-0182 | 1101 | ACTIVE
QSOR-0000876 | EXP-0182 | SUBCATEGORY | SUB-0182 | 1102 | ACTIVE
QSOR-0000877 | EXP-0182 | SUBCATEGORY | SUB-0182 | 1103 | ACTIVE
QSOR-0000878 | EXP-0182 | SUBCATEGORY | SUB-0182 | 1104 | ACTIVE
QSOR-0000879 | EXP-0182 | SUBCATEGORY | SUB-0182 | 1105 | ACTIVE
QSOR-0000880 | EXP-0182 | SUBCATEGORY | SUB-0182 | 1106 | ACTIVE
QSOR-0000881 | EXP-0182 | SUBCATEGORY | SUB-0182 | 1107 | ACTIVE
QSOR-0000882 | EXP-0183 | SUBCATEGORY | SUB-0183 | 1109 | ACTIVE
QSOR-0000883 | EXP-0183 | SUBCATEGORY | SUB-0183 | 1110 | ACTIVE
QSOR-0000884 | EXP-0183 | SUBCATEGORY | SUB-0183 | 1111 | ACTIVE
QSOR-0000885 | EXP-0184 | SUBCATEGORY | SUB-0184 | 1113 | ACTIVE
QSOR-0000886 | EXP-0184 | SUBCATEGORY | SUB-0184 | 1114 | ACTIVE
QSOR-0000887 | EXP-0184 | SUBCATEGORY | SUB-0184 | 1115 | ACTIVE
QSOR-0000888 | EXP-0184 | SUBCATEGORY | SUB-0184 | 1116 | ACTIVE
QSOR-0000889 | EXP-0184 | SUBCATEGORY | SUB-0184 | 1117 | ACTIVE
QSOR-0000890 | EXP-0184 | SUBCATEGORY | SUB-0184 | 1118 | ACTIVE
QSOR-0000891 | EXP-0185 | SUBCATEGORY | SUB-0185 | 1120 | ACTIVE
QSOR-0000892 | EXP-0185 | SUBCATEGORY | SUB-0185 | 1121 | ACTIVE
QSOR-0000893 | EXP-0185 | SUBCATEGORY | SUB-0185 | 1122 | ACTIVE
QSOR-0000894 | EXP-0185 | SUBCATEGORY | SUB-0185 | 1123 | ACTIVE
QSOR-0000895 | EXP-0185 | SUBCATEGORY | SUB-0185 | 1124 | ACTIVE
QSOR-0000896 | EXP-0185 | SUBCATEGORY | SUB-0185 | 1125 | ACTIVE
QSOR-0000897 | EXP-0186 | SUBCATEGORY | SUB-0186 | 1127 | ACTIVE
QSOR-0000898 | EXP-0186 | SUBCATEGORY | SUB-0186 | 1128 | ACTIVE
QSOR-0000899 | EXP-0186 | SUBCATEGORY | SUB-0186 | 1129 | ACTIVE
QSOR-0000900 | EXP-0186 | SUBCATEGORY | SUB-0186 | 1130 | ACTIVE
QSOR-0000901 | EXP-0186 | SUBCATEGORY | SUB-0186 | 1131 | ACTIVE
QSOR-0000902 | EXP-0186 | SUBCATEGORY | SUB-0186 | 1132 | ACTIVE
QSOR-0000903 | EXP-0187 | SUBCATEGORY | SUB-0187 | 1134 | ACTIVE
QSOR-0000904 | EXP-0187 | SUBCATEGORY | SUB-0187 | 1135 | ACTIVE
QSOR-0000905 | EXP-0187 | SUBCATEGORY | SUB-0187 | 1136 | ACTIVE
QSOR-0000906 | EXP-0187 | SUBCATEGORY | SUB-0187 | 1137 | ACTIVE
QSOR-0000907 | EXP-0187 | SUBCATEGORY | SUB-0187 | 1138 | ACTIVE
QSOR-0000908 | EXP-0187 | SUBCATEGORY | SUB-0187 | 1139 | ACTIVE
QSOR-0000909 | EXP-0187 | SUBCATEGORY | SUB-0187 | 1140 | ACTIVE
QSOR-0000910 | EXP-0187 | SUBCATEGORY | SUB-0187 | 1141 | ACTIVE
QSOR-0000911 | EXP-0188 | SUBCATEGORY | SUB-0188 | 1143 | ACTIVE
QSOR-0000912 | EXP-0188 | SUBCATEGORY | SUB-0188 | 1144 | ACTIVE
QSOR-0000913 | EXP-0188 | SUBCATEGORY | SUB-0188 | 1145 | ACTIVE
QSOR-0000914 | EXP-0189 | SUBCATEGORY | SUB-0189 | 1147 | ACTIVE
QSOR-0000915 | EXP-0189 | SUBCATEGORY | SUB-0189 | 1148 | ACTIVE
QSOR-0000916 | EXP-0189 | SUBCATEGORY | SUB-0189 | 1149 | ACTIVE
QSOR-0000917 | EXP-0189 | SUBCATEGORY | SUB-0189 | 1150 | ACTIVE
QSOR-0000918 | EXP-0189 | SUBCATEGORY | SUB-0189 | 1151 | ACTIVE
QSOR-0000919 | EXP-0189 | SUBCATEGORY | SUB-0189 | 1152 | ACTIVE
QSOR-0000920 | EXP-0190 | SUBCATEGORY | SUB-0190 | 1154 | ACTIVE
QSOR-0000921 | EXP-0190 | SUBCATEGORY | SUB-0190 | 1155 | ACTIVE
QSOR-0000922 | EXP-0190 | SUBCATEGORY | SUB-0190 | 1156 | ACTIVE
QSOR-0000923 | EXP-0190 | SUBCATEGORY | SUB-0190 | 1157 | ACTIVE
QSOR-0000924 | EXP-0191 | SUBCATEGORY | SUB-0191 | 1159 | ACTIVE
QSOR-0000925 | EXP-0191 | SUBCATEGORY | SUB-0191 | 1160 | ACTIVE
QSOR-0000926 | EXP-0191 | SUBCATEGORY | SUB-0191 | 1161 | ACTIVE
QSOR-0000927 | EXP-0192 | SUBCATEGORY | SUB-0192 | 1163 | ACTIVE
QSOR-0000928 | EXP-0192 | SUBCATEGORY | SUB-0192 | 1164 | ACTIVE
QSOR-0000929 | EXP-0193 | SUBCATEGORY | SUB-0193 | 1166 | ACTIVE
QSOR-0000930 | EXP-0193 | SUBCATEGORY | SUB-0193 | 1167 | ACTIVE
QSOR-0000931 | EXP-0193 | SUBCATEGORY | SUB-0193 | 1168 | ACTIVE
QSOR-0000932 | EXP-0194 | SUBCATEGORY | SUB-0194 | 1170 | ACTIVE
QSOR-0000933 | EXP-0194 | SUBCATEGORY | SUB-0194 | 1171 | ACTIVE
QSOR-0000934 | EXP-0194 | SUBCATEGORY | SUB-0194 | 1172 | ACTIVE
QSOR-0000935 | EXP-0195 | SUBCATEGORY | SUB-0195 | 1174 | ACTIVE
QSOR-0000936 | EXP-0195 | SUBCATEGORY | SUB-0195 | 1175 | ACTIVE
QSOR-0000937 | EXP-0195 | SUBCATEGORY | SUB-0195 | 1176 | ACTIVE
QSOR-0000938 | EXP-0195 | SUBCATEGORY | SUB-0195 | 1177 | ACTIVE
QSOR-0000939 | EXP-0195 | SUBCATEGORY | SUB-0195 | 1178 | ACTIVE
QSOR-0000940 | EXP-0195 | SUBCATEGORY | SUB-0195 | 1179 | ACTIVE
QSOR-0000941 | EXP-0195 | SUBCATEGORY | SUB-0195 | 1180 | ACTIVE
QSOR-0000942 | EXP-0196 | SUBCATEGORY | SUB-0196 | 1183 | ACTIVE
QSOR-0000943 | EXP-0196 | SUBCATEGORY | SUB-0196 | 1184 | ACTIVE
QSOR-0000944 | EXP-0196 | SUBCATEGORY | SUB-0196 | 1185 | ACTIVE
QSOR-0000945 | EXP-0196 | SUBCATEGORY | SUB-0196 | 1186 | ACTIVE
QSOR-0000946 | EXP-0196 | SUBCATEGORY | SUB-0196 | 1187 | ACTIVE
QSOR-0000947 | EXP-0196 | SUBCATEGORY | SUB-0196 | 1188 | ACTIVE
QSOR-0000948 | EXP-0196 | SUBCATEGORY | SUB-0196 | 1189 | ACTIVE
QSOR-0000949 | EXP-0196 | SUBCATEGORY | SUB-0196 | 1190 | ACTIVE
QSOR-0000950 | EXP-0196 | SUBCATEGORY | SUB-0196 | 1191 | ACTIVE
QSOR-0000951 | EXP-0197 | SUBCATEGORY | SUB-0197 | 1193 | ACTIVE
QSOR-0000952 | EXP-0197 | SUBCATEGORY | SUB-0197 | 1194 | ACTIVE
QSOR-0000953 | EXP-0197 | SUBCATEGORY | SUB-0197 | 1195 | ACTIVE
QSOR-0000954 | EXP-0198 | SUBCATEGORY | SUB-0198 | 1197 | ACTIVE
QSOR-0000955 | EXP-0198 | SUBCATEGORY | SUB-0198 | 1198 | ACTIVE
QSOR-0000956 | EXP-0198 | SUBCATEGORY | SUB-0198 | 1199 | ACTIVE
QSOR-0000957 | EXP-0198 | SUBCATEGORY | SUB-0198 | 1200 | ACTIVE
QSOR-0000958 | EXP-0198 | SUBCATEGORY | SUB-0198 | 1201 | ACTIVE
QSOR-0000959 | EXP-0198 | SUBCATEGORY | SUB-0198 | 1202 | ACTIVE
QSOR-0000960 | EXP-0198 | SUBCATEGORY | SUB-0198 | 1203 | ACTIVE
QSOR-0000961 | EXP-0198 | SUBCATEGORY | SUB-0198 | 1204 | ACTIVE
QSOR-0000962 | EXP-0198 | SUBCATEGORY | SUB-0198 | 1205 | ACTIVE
QSOR-0000963 | EXP-0199 | SUBCATEGORY | SUB-0199 | 1207 | ACTIVE
QSOR-0000964 | EXP-0199 | SUBCATEGORY | SUB-0199 | 1208 | ACTIVE
QSOR-0000965 | EXP-0199 | SUBCATEGORY | SUB-0199 | 1209 | ACTIVE
QSOR-0000966 | EXP-0200 | SUBCATEGORY | SUB-0200 | 1211 | ACTIVE
QSOR-0000967 | EXP-0200 | SUBCATEGORY | SUB-0200 | 1212 | ACTIVE
QSOR-0000968 | EXP-0200 | SUBCATEGORY | SUB-0200 | 1213 | ACTIVE
QSOR-0000969 | EXP-0200 | SUBCATEGORY | SUB-0200 | 1214 | ACTIVE
QSOR-0000970 | EXP-0200 | SUBCATEGORY | SUB-0200 | 1215 | ACTIVE
QSOR-0000971 | EXP-0200 | SUBCATEGORY | SUB-0200 | 1216 | ACTIVE
QSOR-0000972 | EXP-0201 | SUBCATEGORY | SUB-0201 | 1218 | ACTIVE
QSOR-0000973 | EXP-0201 | SUBCATEGORY | SUB-0201 | 1219 | ACTIVE
QSOR-0000974 | EXP-0201 | SUBCATEGORY | SUB-0201 | 1220 | ACTIVE
QSOR-0000975 | EXP-0201 | SUBCATEGORY | SUB-0201 | 1221 | ACTIVE
QSOR-0000976 | EXP-0201 | SUBCATEGORY | SUB-0201 | 1222 | ACTIVE
QSOR-0000977 | EXP-0201 | SUBCATEGORY | SUB-0201 | 1223 | ACTIVE
QSOR-0000978 | EXP-0202 | SUBCATEGORY | SUB-0202 | 1225 | ACTIVE
QSOR-0000979 | EXP-0202 | SUBCATEGORY | SUB-0202 | 1226 | ACTIVE
QSOR-0000980 | EXP-0202 | SUBCATEGORY | SUB-0202 | 1227 | ACTIVE
QSOR-0000981 | EXP-0202 | SUBCATEGORY | SUB-0202 | 1228 | ACTIVE
QSOR-0000982 | EXP-0202 | SUBCATEGORY | SUB-0202 | 1229 | ACTIVE
QSOR-0000983 | EXP-0202 | SUBCATEGORY | SUB-0202 | 1230 | ACTIVE
QSOR-0000984 | EXP-0203 | SUBCATEGORY | SUB-0203 | 1232 | ACTIVE
QSOR-0000985 | EXP-0203 | SUBCATEGORY | SUB-0203 | 1233 | ACTIVE
QSOR-0000986 | EXP-0203 | SUBCATEGORY | SUB-0203 | 1234 | ACTIVE
QSOR-0000987 | EXP-0203 | SUBCATEGORY | SUB-0203 | 1235 | ACTIVE
QSOR-0000988 | EXP-0203 | SUBCATEGORY | SUB-0203 | 1236 | ACTIVE
QSOR-0000989 | EXP-0203 | SUBCATEGORY | SUB-0203 | 1237 | ACTIVE
QSOR-0000990 | EXP-0203 | SUBCATEGORY | SUB-0203 | 1238 | ACTIVE
QSOR-0000991 | EXP-0203 | SUBCATEGORY | SUB-0203 | 1239 | ACTIVE
QSOR-0000992 | EXP-0204 | SUBCATEGORY | SUB-0204 | 1241 | ACTIVE
QSOR-0000993 | EXP-0204 | SUBCATEGORY | SUB-0204 | 1242 | ACTIVE
QSOR-0000994 | EXP-0204 | SUBCATEGORY | SUB-0204 | 1243 | ACTIVE
QSOR-0000995 | EXP-0205 | SUBCATEGORY | SUB-0205 | 1245 | ACTIVE
QSOR-0000996 | EXP-0205 | SUBCATEGORY | SUB-0205 | 1246 | ACTIVE
QSOR-0000997 | EXP-0205 | SUBCATEGORY | SUB-0205 | 1247 | ACTIVE
QSOR-0000998 | EXP-0205 | SUBCATEGORY | SUB-0205 | 1248 | ACTIVE
QSOR-0000999 | EXP-0205 | SUBCATEGORY | SUB-0205 | 1249 | ACTIVE
QSOR-0001000 | EXP-0205 | SUBCATEGORY | SUB-0205 | 1250 | ACTIVE
QSOR-0001001 | EXP-0206 | SUBCATEGORY | SUB-0206 | 1252 | ACTIVE
QSOR-0001002 | EXP-0206 | SUBCATEGORY | SUB-0206 | 1253 | ACTIVE
QSOR-0001003 | EXP-0206 | SUBCATEGORY | SUB-0206 | 1254 | ACTIVE
QSOR-0001004 | EXP-0206 | SUBCATEGORY | SUB-0206 | 1255 | ACTIVE
QSOR-0001005 | EXP-0207 | SUBCATEGORY | SUB-0207 | 1257 | ACTIVE
QSOR-0001006 | EXP-0207 | SUBCATEGORY | SUB-0207 | 1258 | ACTIVE
QSOR-0001007 | EXP-0207 | SUBCATEGORY | SUB-0207 | 1259 | ACTIVE
QSOR-0001008 | EXP-0208 | SUBCATEGORY | SUB-0208 | 1261 | ACTIVE
QSOR-0001009 | EXP-0208 | SUBCATEGORY | SUB-0208 | 1262 | ACTIVE
QSOR-0001010 | EXP-0209 | SUBCATEGORY | SUB-0209 | 1264 | ACTIVE
QSOR-0001011 | EXP-0209 | SUBCATEGORY | SUB-0209 | 1265 | ACTIVE
QSOR-0001012 | EXP-0209 | SUBCATEGORY | SUB-0209 | 1266 | ACTIVE
QSOR-0001013 | EXP-0210 | SUBCATEGORY | SUB-0210 | 1268 | ACTIVE
QSOR-0001014 | EXP-0210 | SUBCATEGORY | SUB-0210 | 1269 | ACTIVE
QSOR-0001015 | EXP-0210 | SUBCATEGORY | SUB-0210 | 1270 | ACTIVE
QSOR-0001016 | EXP-0211 | SUBCATEGORY | SUB-0211 | 1272 | ACTIVE
QSOR-0001017 | EXP-0211 | SUBCATEGORY | SUB-0211 | 1273 | ACTIVE
QSOR-0001018 | EXP-0211 | SUBCATEGORY | SUB-0211 | 1274 | ACTIVE
QSOR-0001019 | EXP-0211 | SUBCATEGORY | SUB-0211 | 1275 | ACTIVE
QSOR-0001020 | EXP-0211 | SUBCATEGORY | SUB-0211 | 1276 | ACTIVE
QSOR-0001021 | EXP-0211 | SUBCATEGORY | SUB-0211 | 1277 | ACTIVE
QSOR-0001022 | EXP-0211 | SUBCATEGORY | SUB-0211 | 1278 | ACTIVE
QSOR-0001023 | EXP-0212 | SUBCATEGORY | SUB-0212 | 1281 | ACTIVE
QSOR-0001024 | EXP-0212 | SUBCATEGORY | SUB-0212 | 1282 | ACTIVE
QSOR-0001025 | EXP-0212 | SUBCATEGORY | SUB-0212 | 1283 | ACTIVE
QSOR-0001026 | EXP-0212 | SUBCATEGORY | SUB-0212 | 1284 | ACTIVE
QSOR-0001027 | EXP-0212 | SUBCATEGORY | SUB-0212 | 1285 | ACTIVE
QSOR-0001028 | EXP-0212 | SUBCATEGORY | SUB-0212 | 1286 | ACTIVE
QSOR-0001029 | EXP-0212 | SUBCATEGORY | SUB-0212 | 1287 | ACTIVE
QSOR-0001030 | EXP-0212 | SUBCATEGORY | SUB-0212 | 1288 | ACTIVE
QSOR-0001031 | EXP-0213 | SUBCATEGORY | SUB-0213 | 1290 | ACTIVE
QSOR-0001032 | EXP-0213 | SUBCATEGORY | SUB-0213 | 1291 | ACTIVE
QSOR-0001033 | EXP-0213 | SUBCATEGORY | SUB-0213 | 1292 | ACTIVE
QSOR-0001034 | EXP-0213 | SUBCATEGORY | SUB-0213 | 1293 | ACTIVE
QSOR-0001035 | EXP-0213 | SUBCATEGORY | SUB-0213 | 1294 | ACTIVE
QSOR-0001036 | EXP-0214 | SUBCATEGORY | SUB-0214 | 1296 | ACTIVE
QSOR-0001037 | EXP-0214 | SUBCATEGORY | SUB-0214 | 1297 | ACTIVE
QSOR-0001038 | EXP-0214 | SUBCATEGORY | SUB-0214 | 1298 | ACTIVE
QSOR-0001039 | EXP-0214 | SUBCATEGORY | SUB-0214 | 1299 | ACTIVE
QSOR-0001040 | EXP-0215 | SUBCATEGORY | SUB-0215 | 1301 | ACTIVE
QSOR-0001041 | EXP-0215 | SUBCATEGORY | SUB-0215 | 1302 | ACTIVE
QSOR-0001042 | EXP-0215 | SUBCATEGORY | SUB-0215 | 1303 | ACTIVE
QSOR-0001043 | EXP-0215 | SUBCATEGORY | SUB-0215 | 1304 | ACTIVE
QSOR-0001044 | EXP-0216 | SUBCATEGORY | SUB-0216 | 1306 | ACTIVE
QSOR-0001045 | EXP-0216 | SUBCATEGORY | SUB-0216 | 1307 | ACTIVE
QSOR-0001046 | EXP-0216 | SUBCATEGORY | SUB-0216 | 1308 | ACTIVE
QSOR-0001047 | EXP-0216 | SUBCATEGORY | SUB-0216 | 1309 | ACTIVE
QSOR-0001048 | EXP-0216 | SUBCATEGORY | SUB-0216 | 1310 | ACTIVE
QSOR-0001049 | EXP-0216 | SUBCATEGORY | SUB-0216 | 1311 | ACTIVE
QSOR-0001050 | EXP-0216 | SUBCATEGORY | SUB-0216 | 1312 | ACTIVE
QSOR-0001051 | EXP-0216 | SUBCATEGORY | SUB-0216 | 1313 | ACTIVE
QSOR-0001052 | EXP-0217 | SUBCATEGORY | SUB-0217 | 1315 | ACTIVE
QSOR-0001053 | EXP-0217 | SUBCATEGORY | SUB-0217 | 1316 | ACTIVE
QSOR-0001054 | EXP-0217 | SUBCATEGORY | SUB-0217 | 1317 | ACTIVE
QSOR-0001055 | EXP-0217 | SUBCATEGORY | SUB-0217 | 1318 | ACTIVE
QSOR-0001056 | EXP-0217 | SUBCATEGORY | SUB-0217 | 1319 | ACTIVE
QSOR-0001057 | EXP-0217 | SUBCATEGORY | SUB-0217 | 1320 | ACTIVE
QSOR-0001058 | EXP-0217 | SUBCATEGORY | SUB-0217 | 1321 | ACTIVE
QSOR-0001059 | EXP-0218 | SUBCATEGORY | SUB-0218 | 1323 | ACTIVE
QSOR-0001060 | EXP-0218 | SUBCATEGORY | SUB-0218 | 1324 | ACTIVE
QSOR-0001061 | EXP-0218 | SUBCATEGORY | SUB-0218 | 1325 | ACTIVE
QSOR-0001062 | EXP-0218 | SUBCATEGORY | SUB-0218 | 1326 | ACTIVE
QSOR-0001063 | EXP-0218 | SUBCATEGORY | SUB-0218 | 1327 | ACTIVE
QSOR-0001064 | EXP-0218 | SUBCATEGORY | SUB-0218 | 1328 | ACTIVE
QSOR-0001065 | EXP-0218 | SUBCATEGORY | SUB-0218 | 1329 | ACTIVE
QSOR-0001066 | EXP-0218 | SUBCATEGORY | SUB-0218 | 1330 | ACTIVE
QSOR-0001067 | EXP-0219 | SUBCATEGORY | SUB-0219 | 1332 | ACTIVE
QSOR-0001068 | EXP-0219 | SUBCATEGORY | SUB-0219 | 1333 | ACTIVE
QSOR-0001069 | EXP-0219 | SUBCATEGORY | SUB-0219 | 1334 | ACTIVE
QSOR-0001070 | EXP-0219 | SUBCATEGORY | SUB-0219 | 1335 | ACTIVE
QSOR-0001071 | EXP-0220 | SUBCATEGORY | SUB-0220 | 1337 | ACTIVE
QSOR-0001072 | EXP-0220 | SUBCATEGORY | SUB-0220 | 1338 | ACTIVE
QSOR-0001073 | EXP-0220 | SUBCATEGORY | SUB-0220 | 1339 | ACTIVE
QSOR-0001074 | EXP-0220 | SUBCATEGORY | SUB-0220 | 1340 | ACTIVE
QSOR-0001075 | EXP-0220 | SUBCATEGORY | SUB-0220 | 1341 | ACTIVE
QSOR-0001076 | EXP-0220 | SUBCATEGORY | SUB-0220 | 1342 | ACTIVE
QSOR-0001077 | EXP-0220 | SUBCATEGORY | SUB-0220 | 1343 | ACTIVE
QSOR-0001078 | EXP-0220 | SUBCATEGORY | SUB-0220 | 1344 | ACTIVE
QSOR-0001079 | EXP-0221 | SUBCATEGORY | SUB-0221 | 1346 | ACTIVE
QSOR-0001080 | EXP-0221 | SUBCATEGORY | SUB-0221 | 1347 | ACTIVE
QSOR-0001081 | EXP-0221 | SUBCATEGORY | SUB-0221 | 1348 | ACTIVE
QSOR-0001082 | EXP-0221 | SUBCATEGORY | SUB-0221 | 1349 | ACTIVE
QSOR-0001083 | EXP-0222 | SUBCATEGORY | SUB-0222 | 1351 | ACTIVE
QSOR-0001084 | EXP-0222 | SUBCATEGORY | SUB-0222 | 1352 | ACTIVE
QSOR-0001085 | EXP-0222 | SUBCATEGORY | SUB-0222 | 1353 | ACTIVE
QSOR-0001086 | EXP-0222 | SUBCATEGORY | SUB-0222 | 1354 | ACTIVE
QSOR-0001087 | EXP-0223 | SUBCATEGORY | SUB-0223 | 1356 | ACTIVE
QSOR-0001088 | EXP-0224 | SUBCATEGORY | SUB-0224 | 1358 | ACTIVE
QSOR-0001089 | EXP-0224 | SUBCATEGORY | SUB-0224 | 1359 | ACTIVE
QSOR-0001090 | EXP-0224 | SUBCATEGORY | SUB-0224 | 1360 | ACTIVE
QSOR-0001091 | EXP-0224 | SUBCATEGORY | SUB-0224 | 1361 | ACTIVE
QSOR-0001092 | EXP-0225 | SUBCATEGORY | SUB-0225 | 1363 | ACTIVE
QSOR-0001093 | EXP-0225 | SUBCATEGORY | SUB-0225 | 1364 | ACTIVE
QSOR-0001094 | EXP-0225 | SUBCATEGORY | SUB-0225 | 1365 | ACTIVE
QSOR-0001095 | EXP-0225 | SUBCATEGORY | SUB-0225 | 1366 | ACTIVE
QSOR-0001096 | EXP-0225 | SUBCATEGORY | SUB-0225 | 1367 | ACTIVE
QSOR-0001097 | EXP-0225 | SUBCATEGORY | SUB-0225 | 1368 | ACTIVE
QSOR-0001098 | EXP-0226 | SUBCATEGORY | SUB-0226 | 1370 | ACTIVE
QSOR-0001099 | EXP-0226 | SUBCATEGORY | SUB-0226 | 1371 | ACTIVE
QSOR-0001100 | EXP-0226 | SUBCATEGORY | SUB-0226 | 1372 | ACTIVE
QSOR-0001101 | EXP-0226 | SUBCATEGORY | SUB-0226 | 1373 | ACTIVE
QSOR-0001102 | EXP-0226 | SUBCATEGORY | SUB-0226 | 1374 | ACTIVE
QSOR-0001103 | EXP-0226 | SUBCATEGORY | SUB-0226 | 1375 | ACTIVE
QSOR-0001104 | EXP-0227 | SUBCATEGORY | SUB-0227 | 1377 | ACTIVE
QSOR-0001105 | EXP-0227 | SUBCATEGORY | SUB-0227 | 1378 | ACTIVE
QSOR-0001106 | EXP-0227 | SUBCATEGORY | SUB-0227 | 1379 | ACTIVE
QSOR-0001107 | EXP-0227 | SUBCATEGORY | SUB-0227 | 1380 | ACTIVE
QSOR-0001108 | EXP-0227 | SUBCATEGORY | SUB-0227 | 1381 | ACTIVE
QSOR-0001109 | EXP-0227 | SUBCATEGORY | SUB-0227 | 1382 | ACTIVE
QSOR-0001110 | EXP-0227 | SUBCATEGORY | SUB-0227 | 1383 | ACTIVE
QSOR-0001111 | EXP-0227 | SUBCATEGORY | SUB-0227 | 1384 | ACTIVE
QSOR-0001112 | EXP-0228 | SUBCATEGORY | SUB-0228 | 1386 | ACTIVE
QSOR-0001113 | EXP-0228 | SUBCATEGORY | SUB-0228 | 1387 | ACTIVE
QSOR-0001114 | EXP-0229 | SUBCATEGORY | SUB-0229 | 1389 | ACTIVE
QSOR-0001115 | EXP-0229 | SUBCATEGORY | SUB-0229 | 1390 | ACTIVE
QSOR-0001116 | EXP-0229 | SUBCATEGORY | SUB-0229 | 1391 | ACTIVE
QSOR-0001117 | EXP-0230 | SUBCATEGORY | SUB-0230 | 1393 | ACTIVE
QSOR-0001118 | EXP-0230 | SUBCATEGORY | SUB-0230 | 1394 | ACTIVE
QSOR-0001119 | EXP-0230 | SUBCATEGORY | SUB-0230 | 1395 | ACTIVE
QSOR-0001120 | EXP-0230 | SUBCATEGORY | SUB-0230 | 1396 | ACTIVE
QSOR-0001121 | EXP-0231 | SUBCATEGORY | SUB-0231 | 1398 | ACTIVE
QSOR-0001122 | EXP-0232 | SUBCATEGORY | SUB-0232 | 1400 | ACTIVE
QSOR-0001123 | EXP-0233 | SUBCATEGORY | SUB-0233 | 1402 | ACTIVE
QSOR-0001124 | EXP-0233 | SUBCATEGORY | SUB-0233 | 1403 | ACTIVE
QSOR-0001125 | EXP-0233 | SUBCATEGORY | SUB-0233 | 1404 | ACTIVE
QSOR-0001126 | EXP-0233 | SUBCATEGORY | SUB-0233 | 1405 | ACTIVE
QSOR-0001127 | EXP-0234 | SUBCATEGORY | SUB-0234 | 1408 | ACTIVE
QSOR-0001128 | EXP-0234 | SUBCATEGORY | SUB-0234 | 1409 | ACTIVE
QSOR-0001129 | EXP-0234 | SUBCATEGORY | SUB-0234 | 1410 | ACTIVE
QSOR-0001130 | EXP-0234 | SUBCATEGORY | SUB-0234 | 1411 | ACTIVE
QSOR-0001131 | EXP-0234 | SUBCATEGORY | SUB-0234 | 1412 | ACTIVE
QSOR-0001132 | EXP-0234 | SUBCATEGORY | SUB-0234 | 1413 | ACTIVE
QSOR-0001133 | EXP-0234 | SUBCATEGORY | SUB-0234 | 1414 | ACTIVE
QSOR-0001134 | EXP-0234 | SUBCATEGORY | SUB-0234 | 1415 | ACTIVE
QSOR-0001135 | EXP-0234 | SUBCATEGORY | SUB-0234 | 1416 | ACTIVE
QSOR-0001136 | EXP-0234 | SUBCATEGORY | SUB-0234 | 1417 | ACTIVE
QSOR-0001137 | EXP-0234 | SUBCATEGORY | SUB-0234 | 1418 | ACTIVE
QSOR-0001138 | EXP-0234 | SUBCATEGORY | SUB-0234 | 1419 | ACTIVE
QSOR-0001139 | EXP-0235 | SUBCATEGORY | SUB-0235 | 1421 | ACTIVE
QSOR-0001140 | EXP-0235 | SUBCATEGORY | SUB-0235 | 1422 | ACTIVE
QSOR-0001141 | EXP-0235 | SUBCATEGORY | SUB-0235 | 1423 | ACTIVE
QSOR-0001142 | EXP-0235 | SUBCATEGORY | SUB-0235 | 1424 | ACTIVE
QSOR-0001143 | EXP-0235 | SUBCATEGORY | SUB-0235 | 1425 | ACTIVE
QSOR-0001144 | EXP-0235 | SUBCATEGORY | SUB-0235 | 1426 | ACTIVE
QSOR-0001145 | EXP-0235 | SUBCATEGORY | SUB-0235 | 1427 | ACTIVE
QSOR-0001146 | EXP-0235 | SUBCATEGORY | SUB-0235 | 1428 | ACTIVE
QSOR-0001147 | EXP-0235 | SUBCATEGORY | SUB-0235 | 1429 | ACTIVE
QSOR-0001148 | EXP-0235 | SUBCATEGORY | SUB-0235 | 1430 | ACTIVE
QSOR-0001149 | EXP-0236 | SUBCATEGORY | SUB-0236 | 1432 | ACTIVE
QSOR-0001150 | EXP-0236 | SUBCATEGORY | SUB-0236 | 1433 | ACTIVE
QSOR-0001151 | EXP-0236 | SUBCATEGORY | SUB-0236 | 1434 | ACTIVE
QSOR-0001152 | EXP-0236 | SUBCATEGORY | SUB-0236 | 1435 | ACTIVE
QSOR-0001153 | EXP-0236 | SUBCATEGORY | SUB-0236 | 1436 | ACTIVE
QSOR-0001154 | EXP-0236 | SUBCATEGORY | SUB-0236 | 1437 | ACTIVE
QSOR-0001155 | EXP-0236 | SUBCATEGORY | SUB-0236 | 1438 | ACTIVE
QSOR-0001156 | EXP-0236 | SUBCATEGORY | SUB-0236 | 1439 | ACTIVE
QSOR-0001157 | EXP-0236 | SUBCATEGORY | SUB-0236 | 1440 | ACTIVE
QSOR-0001158 | EXP-0237 | SUBCATEGORY | SUB-0237 | 1442 | ACTIVE
QSOR-0001159 | EXP-0237 | SUBCATEGORY | SUB-0237 | 1443 | ACTIVE
QSOR-0001160 | EXP-0237 | SUBCATEGORY | SUB-0237 | 1444 | ACTIVE
QSOR-0001161 | EXP-0237 | SUBCATEGORY | SUB-0237 | 1445 | ACTIVE
QSOR-0001162 | EXP-0237 | SUBCATEGORY | SUB-0237 | 1446 | ACTIVE
QSOR-0001163 | EXP-0237 | SUBCATEGORY | SUB-0237 | 1447 | ACTIVE
QSOR-0001164 | EXP-0238 | SUBCATEGORY | SUB-0238 | 1449 | ACTIVE
QSOR-0001165 | EXP-0238 | SUBCATEGORY | SUB-0238 | 1450 | ACTIVE
QSOR-0001166 | EXP-0238 | SUBCATEGORY | SUB-0238 | 1451 | ACTIVE
QSOR-0001167 | EXP-0238 | SUBCATEGORY | SUB-0238 | 1452 | ACTIVE
QSOR-0001168 | EXP-0238 | SUBCATEGORY | SUB-0238 | 1453 | ACTIVE
QSOR-0001169 | EXP-0238 | SUBCATEGORY | SUB-0238 | 1454 | ACTIVE
QSOR-0001170 | EXP-0238 | SUBCATEGORY | SUB-0238 | 1455 | ACTIVE
QSOR-0001171 | EXP-0238 | SUBCATEGORY | SUB-0238 | 1456 | ACTIVE
QSOR-0001172 | EXP-0239 | SUBCATEGORY | SUB-0239 | 1458 | ACTIVE
QSOR-0001173 | EXP-0239 | SUBCATEGORY | SUB-0239 | 1459 | ACTIVE
QSOR-0001174 | EXP-0239 | SUBCATEGORY | SUB-0239 | 1460 | ACTIVE
QSOR-0001175 | EXP-0239 | SUBCATEGORY | SUB-0239 | 1461 | ACTIVE
QSOR-0001176 | EXP-0239 | SUBCATEGORY | SUB-0239 | 1462 | ACTIVE
QSOR-0001177 | EXP-0239 | SUBCATEGORY | SUB-0239 | 1463 | ACTIVE
QSOR-0001178 | EXP-0239 | SUBCATEGORY | SUB-0239 | 1464 | ACTIVE
QSOR-0001179 | EXP-0239 | SUBCATEGORY | SUB-0239 | 1465 | ACTIVE
QSOR-0001180 | EXP-0239 | SUBCATEGORY | SUB-0239 | 1466 | ACTIVE
QSOR-0001181 | EXP-0240 | SUBCATEGORY | SUB-0240 | 1468 | ACTIVE
QSOR-0001182 | EXP-0240 | SUBCATEGORY | SUB-0240 | 1469 | ACTIVE
QSOR-0001183 | EXP-0240 | SUBCATEGORY | SUB-0240 | 1470 | ACTIVE
QSOR-0001184 | EXP-0240 | SUBCATEGORY | SUB-0240 | 1471 | ACTIVE
QSOR-0001185 | EXP-0240 | SUBCATEGORY | SUB-0240 | 1472 | ACTIVE
QSOR-0001186 | EXP-0240 | SUBCATEGORY | SUB-0240 | 1473 | ACTIVE
QSOR-0001187 | EXP-0240 | SUBCATEGORY | SUB-0240 | 1474 | ACTIVE
QSOR-0001188 | EXP-0241 | SUBCATEGORY | SUB-0241 | 1476 | ACTIVE
QSOR-0001189 | EXP-0241 | SUBCATEGORY | SUB-0241 | 1477 | ACTIVE
QSOR-0001190 | EXP-0241 | SUBCATEGORY | SUB-0241 | 1478 | ACTIVE
QSOR-0001191 | EXP-0241 | SUBCATEGORY | SUB-0241 | 1479 | ACTIVE
QSOR-0001192 | EXP-0241 | SUBCATEGORY | SUB-0241 | 1480 | ACTIVE
QSOR-0001193 | EXP-0241 | SUBCATEGORY | SUB-0241 | 1481 | ACTIVE
QSOR-0001194 | EXP-0242 | SUBCATEGORY | SUB-0242 | 1483 | ACTIVE
QSOR-0001195 | EXP-0242 | SUBCATEGORY | SUB-0242 | 1484 | ACTIVE
QSOR-0001196 | EXP-0242 | SUBCATEGORY | SUB-0242 | 1485 | ACTIVE
QSOR-0001197 | EXP-0242 | SUBCATEGORY | SUB-0242 | 1486 | ACTIVE
QSOR-0001198 | EXP-0242 | SUBCATEGORY | SUB-0242 | 1487 | ACTIVE
QSOR-0001199 | EXP-0242 | SUBCATEGORY | SUB-0242 | 1488 | ACTIVE
QSOR-0001200 | EXP-0242 | SUBCATEGORY | SUB-0242 | 1489 | ACTIVE
QSOR-0001201 | EXP-0243 | SUBCATEGORY | SUB-0243 | 1491 | ACTIVE
QSOR-0001202 | EXP-0243 | SUBCATEGORY | SUB-0243 | 1492 | ACTIVE
QSOR-0001203 | EXP-0243 | SUBCATEGORY | SUB-0243 | 1493 | ACTIVE
QSOR-0001204 | EXP-0243 | SUBCATEGORY | SUB-0243 | 1494 | ACTIVE
QSOR-0001205 | EXP-0243 | SUBCATEGORY | SUB-0243 | 1495 | ACTIVE
QSOR-0001206 | EXP-0244 | SUBCATEGORY | SUB-0244 | 1497 | ACTIVE
QSOR-0001207 | EXP-0244 | SUBCATEGORY | SUB-0244 | 1498 | ACTIVE
QSOR-0001208 | EXP-0244 | SUBCATEGORY | SUB-0244 | 1499 | ACTIVE
QSOR-0001209 | EXP-0244 | SUBCATEGORY | SUB-0244 | 1500 | ACTIVE
QSOR-0001210 | EXP-0244 | SUBCATEGORY | SUB-0244 | 1501 | ACTIVE
QSOR-0001211 | EXP-0244 | SUBCATEGORY | SUB-0244 | 1502 | ACTIVE
QSOR-0001212 | EXP-0245 | SUBCATEGORY | SUB-0245 | 1504 | ACTIVE
QSOR-0001213 | EXP-0245 | SUBCATEGORY | SUB-0245 | 1505 | ACTIVE
QSOR-0001214 | EXP-0245 | SUBCATEGORY | SUB-0245 | 1506 | ACTIVE
QSOR-0001215 | EXP-0245 | SUBCATEGORY | SUB-0245 | 1507 | ACTIVE
QSOR-0001216 | EXP-0245 | SUBCATEGORY | SUB-0245 | 1508 | ACTIVE
QSOR-0001217 | EXP-0245 | SUBCATEGORY | SUB-0245 | 1509 | ACTIVE
QSOR-0001218 | EXP-0245 | SUBCATEGORY | SUB-0245 | 1510 | ACTIVE
QSOR-0001219 | EXP-0245 | SUBCATEGORY | SUB-0245 | 1511 | ACTIVE
QSOR-0001220 | EXP-0245 | SUBCATEGORY | SUB-0245 | 1512 | ACTIVE
QSOR-0001221 | EXP-0245 | SUBCATEGORY | SUB-0245 | 1513 | ACTIVE
QSOR-0001222 | EXP-0246 | SUBCATEGORY | SUB-0246 | 1515 | ACTIVE
QSOR-0001223 | EXP-0246 | SUBCATEGORY | SUB-0246 | 1516 | ACTIVE
QSOR-0001224 | EXP-0246 | SUBCATEGORY | SUB-0246 | 1517 | ACTIVE
QSOR-0001225 | EXP-0246 | SUBCATEGORY | SUB-0246 | 1518 | ACTIVE
QSOR-0001226 | EXP-0246 | SUBCATEGORY | SUB-0246 | 1519 | ACTIVE
QSOR-0001227 | EXP-0246 | SUBCATEGORY | SUB-0246 | 1520 | ACTIVE
QSOR-0001228 | EXP-0247 | SUBCATEGORY | SUB-0247 | 1522 | ACTIVE
QSOR-0001229 | EXP-0247 | SUBCATEGORY | SUB-0247 | 1523 | ACTIVE
QSOR-0001230 | EXP-0247 | SUBCATEGORY | SUB-0247 | 1524 | ACTIVE
QSOR-0001231 | EXP-0247 | SUBCATEGORY | SUB-0247 | 1525 | ACTIVE
QSOR-0001232 | EXP-0247 | SUBCATEGORY | SUB-0247 | 1526 | ACTIVE
QSOR-0001233 | EXP-0247 | SUBCATEGORY | SUB-0247 | 1527 | ACTIVE
QSOR-0001234 | EXP-0248 | SUBCATEGORY | SUB-0248 | 1529 | ACTIVE
QSOR-0001235 | EXP-0248 | SUBCATEGORY | SUB-0248 | 1530 | ACTIVE
QSOR-0001236 | EXP-0248 | SUBCATEGORY | SUB-0248 | 1531 | ACTIVE
QSOR-0001237 | EXP-0248 | SUBCATEGORY | SUB-0248 | 1532 | ACTIVE
QSOR-0001238 | EXP-0248 | SUBCATEGORY | SUB-0248 | 1533 | ACTIVE
QSOR-0001239 | EXP-0248 | SUBCATEGORY | SUB-0248 | 1534 | ACTIVE
QSOR-0001240 | EXP-0249 | SUBCATEGORY | SUB-0249 | 1536 | ACTIVE
QSOR-0001241 | EXP-0249 | SUBCATEGORY | SUB-0249 | 1537 | ACTIVE
QSOR-0001242 | EXP-0249 | SUBCATEGORY | SUB-0249 | 1538 | ACTIVE
QSOR-0001243 | EXP-0249 | SUBCATEGORY | SUB-0249 | 1539 | ACTIVE
QSOR-0001244 | EXP-0249 | SUBCATEGORY | SUB-0249 | 1540 | ACTIVE
QSOR-0001245 | EXP-0249 | SUBCATEGORY | SUB-0249 | 1541 | ACTIVE
QSOR-0001246 | EXP-0249 | SUBCATEGORY | SUB-0249 | 1542 | ACTIVE
QSOR-0001247 | EXP-0249 | SUBCATEGORY | SUB-0249 | 1543 | ACTIVE
QSOR-0001248 | EXP-0250 | SUBCATEGORY | SUB-0250 | 1545 | ACTIVE
QSOR-0001249 | EXP-0250 | SUBCATEGORY | SUB-0250 | 1546 | ACTIVE
QSOR-0001250 | EXP-0250 | SUBCATEGORY | SUB-0250 | 1547 | ACTIVE
QSOR-0001251 | EXP-0250 | SUBCATEGORY | SUB-0250 | 1548 | ACTIVE
QSOR-0001252 | EXP-0250 | SUBCATEGORY | SUB-0250 | 1549 | ACTIVE
QSOR-0001253 | EXP-0250 | SUBCATEGORY | SUB-0250 | 1550 | ACTIVE
QSOR-0001254 | EXP-0250 | SUBCATEGORY | SUB-0250 | 1551 | ACTIVE
QSOR-0001255 | EXP-0250 | SUBCATEGORY | SUB-0250 | 1552 | ACTIVE
QSOR-0001256 | EXP-0250 | SUBCATEGORY | SUB-0250 | 1553 | ACTIVE
QSOR-0001257 | EXP-0250 | SUBCATEGORY | SUB-0250 | 1554 | ACTIVE
QSOR-0001258 | EXP-0251 | SUBCATEGORY | SUB-0251 | 1556 | ACTIVE
QSOR-0001259 | EXP-0251 | SUBCATEGORY | SUB-0251 | 1557 | ACTIVE
QSOR-0001260 | EXP-0251 | SUBCATEGORY | SUB-0251 | 1558 | ACTIVE
QSOR-0001261 | EXP-0251 | SUBCATEGORY | SUB-0251 | 1559 | ACTIVE
QSOR-0001262 | EXP-0251 | SUBCATEGORY | SUB-0251 | 1560 | ACTIVE
QSOR-0001263 | EXP-0252 | SUBCATEGORY | SUB-0252 | 1562 | ACTIVE
QSOR-0001264 | EXP-0252 | SUBCATEGORY | SUB-0252 | 1563 | ACTIVE
QSOR-0001265 | EXP-0252 | SUBCATEGORY | SUB-0252 | 1564 | ACTIVE
QSOR-0001266 | EXP-0253 | SUBCATEGORY | SUB-0253 | 1566 | ACTIVE
QSOR-0001267 | EXP-0253 | SUBCATEGORY | SUB-0253 | 1567 | ACTIVE
QSOR-0001268 | EXP-0253 | SUBCATEGORY | SUB-0253 | 1568 | ACTIVE
QSOR-0001269 | EXP-0253 | SUBCATEGORY | SUB-0253 | 1569 | ACTIVE
QSOR-0001270 | EXP-0253 | SUBCATEGORY | SUB-0253 | 1570 | ACTIVE
QSOR-0001271 | EXP-0253 | SUBCATEGORY | SUB-0253 | 1571 | ACTIVE
QSOR-0001272 | EXP-0254 | SUBCATEGORY | SUB-0254 | 1573 | ACTIVE
QSOR-0001273 | EXP-0254 | SUBCATEGORY | SUB-0254 | 1574 | ACTIVE
QSOR-0001274 | EXP-0254 | SUBCATEGORY | SUB-0254 | 1575 | ACTIVE
QSOR-0001275 | EXP-0255 | SUBCATEGORY | SUB-0255 | 1577 | ACTIVE
QSOR-0001276 | EXP-0255 | SUBCATEGORY | SUB-0255 | 1578 | ACTIVE
QSOR-0001277 | EXP-0255 | SUBCATEGORY | SUB-0255 | 1579 | ACTIVE
QSOR-0001278 | EXP-0255 | SUBCATEGORY | SUB-0255 | 1580 | ACTIVE
QSOR-0001279 | EXP-0255 | SUBCATEGORY | SUB-0255 | 1581 | ACTIVE
QSOR-0001280 | EXP-0255 | SUBCATEGORY | SUB-0255 | 1582 | ACTIVE
QSOR-0001281 | EXP-0255 | SUBCATEGORY | SUB-0255 | 1583 | ACTIVE
QSOR-0001282 | EXP-0255 | SUBCATEGORY | SUB-0255 | 1584 | ACTIVE
QSOR-0001283 | EXP-0255 | SUBCATEGORY | SUB-0255 | 1585 | ACTIVE
QSOR-0001284 | EXP-0255 | SUBCATEGORY | SUB-0255 | 1586 | ACTIVE
QSOR-0001285 | EXP-0255 | SUBCATEGORY | SUB-0255 | 1587 | ACTIVE
QSOR-0001286 | EXP-0256 | SUBCATEGORY | SUB-0256 | 1589 | ACTIVE
QSOR-0001287 | EXP-0256 | SUBCATEGORY | SUB-0256 | 1590 | ACTIVE
QSOR-0001288 | EXP-0256 | SUBCATEGORY | SUB-0256 | 1591 | ACTIVE
QSOR-0001289 | EXP-0256 | SUBCATEGORY | SUB-0256 | 1592 | ACTIVE
QSOR-0001290 | EXP-0256 | SUBCATEGORY | SUB-0256 | 1593 | ACTIVE
QSOR-0001291 | EXP-0256 | SUBCATEGORY | SUB-0256 | 1594 | ACTIVE
QSOR-0001292 | EXP-0257 | SUBCATEGORY | SUB-0257 | 1596 | ACTIVE
QSOR-0001293 | EXP-0257 | SUBCATEGORY | SUB-0257 | 1597 | ACTIVE
QSOR-0001294 | EXP-0257 | SUBCATEGORY | SUB-0257 | 1598 | ACTIVE
QSOR-0001295 | EXP-0257 | SUBCATEGORY | SUB-0257 | 1599 | ACTIVE
QSOR-0001296 | EXP-0257 | SUBCATEGORY | SUB-0257 | 1600 | ACTIVE
QSOR-0001297 | EXP-0258 | SUBCATEGORY | SUB-0258 | 1602 | ACTIVE
QSOR-0001298 | EXP-0258 | SUBCATEGORY | SUB-0258 | 1603 | ACTIVE
QSOR-0001299 | EXP-0258 | SUBCATEGORY | SUB-0258 | 1604 | ACTIVE
QSOR-0001300 | EXP-0258 | SUBCATEGORY | SUB-0258 | 1605 | ACTIVE
QSOR-0001301 | EXP-0258 | SUBCATEGORY | SUB-0258 | 1606 | ACTIVE
QSOR-0001302 | EXP-0258 | SUBCATEGORY | SUB-0258 | 1607 | ACTIVE
QSOR-0001303 | EXP-0258 | SUBCATEGORY | SUB-0258 | 1608 | ACTIVE
QSOR-0001304 | EXP-0258 | SUBCATEGORY | SUB-0258 | 1609 | ACTIVE
QSOR-0001305 | EXP-0258 | SUBCATEGORY | SUB-0258 | 1610 | ACTIVE
QSOR-0001306 | EXP-0258 | SUBCATEGORY | SUB-0258 | 1611 | ACTIVE
QSOR-0001307 | EXP-0259 | SUBCATEGORY | SUB-0259 | 1613 | ACTIVE
QSOR-0001308 | EXP-0259 | SUBCATEGORY | SUB-0259 | 1614 | ACTIVE
QSOR-0001309 | EXP-0259 | SUBCATEGORY | SUB-0259 | 1615 | ACTIVE
QSOR-0001310 | EXP-0259 | SUBCATEGORY | SUB-0259 | 1616 | ACTIVE
QSOR-0001311 | EXP-0259 | SUBCATEGORY | SUB-0259 | 1617 | ACTIVE
QSOR-0001312 | EXP-0259 | SUBCATEGORY | SUB-0259 | 1618 | ACTIVE
QSOR-0001313 | EXP-0260 | SUBCATEGORY | SUB-0260 | 1620 | ACTIVE
QSOR-0001314 | EXP-0260 | SUBCATEGORY | SUB-0260 | 1621 | ACTIVE
QSOR-0001315 | EXP-0260 | SUBCATEGORY | SUB-0260 | 1622 | ACTIVE
QSOR-0001316 | EXP-0260 | SUBCATEGORY | SUB-0260 | 1623 | ACTIVE
QSOR-0001317 | EXP-0260 | SUBCATEGORY | SUB-0260 | 1624 | ACTIVE
QSOR-0001318 | EXP-0260 | SUBCATEGORY | SUB-0260 | 1625 | ACTIVE
QSOR-0001319 | EXP-0261 | SUBCATEGORY | SUB-0261 | 1627 | ACTIVE
QSOR-0001320 | EXP-0261 | SUBCATEGORY | SUB-0261 | 1628 | ACTIVE
QSOR-0001321 | EXP-0261 | SUBCATEGORY | SUB-0261 | 1629 | ACTIVE
QSOR-0001322 | EXP-0261 | SUBCATEGORY | SUB-0261 | 1630 | ACTIVE
QSOR-0001323 | EXP-0261 | SUBCATEGORY | SUB-0261 | 1631 | ACTIVE
QSOR-0001324 | EXP-0261 | SUBCATEGORY | SUB-0261 | 1632 | ACTIVE
QSOR-0001325 | EXP-0261 | SUBCATEGORY | SUB-0261 | 1633 | ACTIVE
QSOR-0001326 | EXP-0261 | SUBCATEGORY | SUB-0261 | 1634 | ACTIVE
QSOR-0001327 | EXP-0261 | SUBCATEGORY | SUB-0261 | 1635 | ACTIVE
QSOR-0001328 | EXP-0262 | SUBCATEGORY | SUB-0262 | 1637 | ACTIVE
QSOR-0001329 | EXP-0262 | SUBCATEGORY | SUB-0262 | 1638 | ACTIVE
QSOR-0001330 | EXP-0262 | SUBCATEGORY | SUB-0262 | 1639 | ACTIVE
QSOR-0001331 | EXP-0262 | SUBCATEGORY | SUB-0262 | 1640 | ACTIVE
QSOR-0001332 | EXP-0262 | SUBCATEGORY | SUB-0262 | 1641 | ACTIVE
QSOR-0001333 | EXP-0262 | SUBCATEGORY | SUB-0262 | 1642 | ACTIVE
QSOR-0001334 | EXP-0263 | SUBCATEGORY | SUB-0263 | 1644 | ACTIVE
QSOR-0001335 | EXP-0263 | SUBCATEGORY | SUB-0263 | 1645 | ACTIVE
QSOR-0001336 | EXP-0263 | SUBCATEGORY | SUB-0263 | 1646 | ACTIVE
QSOR-0001337 | EXP-0263 | SUBCATEGORY | SUB-0263 | 1647 | ACTIVE
QSOR-0001338 | EXP-0263 | SUBCATEGORY | SUB-0263 | 1648 | ACTIVE
QSOR-0001339 | EXP-0263 | SUBCATEGORY | SUB-0263 | 1649 | ACTIVE
QSOR-0001340 | EXP-0264 | SUBCATEGORY | SUB-0264 | 1651 | ACTIVE
QSOR-0001341 | EXP-0264 | SUBCATEGORY | SUB-0264 | 1652 | ACTIVE
QSOR-0001342 | EXP-0264 | SUBCATEGORY | SUB-0264 | 1653 | ACTIVE
QSOR-0001343 | EXP-0265 | SUBCATEGORY | SUB-0265 | 1655 | ACTIVE
QSOR-0001344 | EXP-0265 | SUBCATEGORY | SUB-0265 | 1656 | ACTIVE
QSOR-0001345 | EXP-0265 | SUBCATEGORY | SUB-0265 | 1657 | ACTIVE
QSOR-0001346 | EXP-0265 | SUBCATEGORY | SUB-0265 | 1658 | ACTIVE
QSOR-0001347 | EXP-0265 | SUBCATEGORY | SUB-0265 | 1659 | ACTIVE
QSOR-0001348 | EXP-0265 | SUBCATEGORY | SUB-0265 | 1660 | ACTIVE
QSOR-0001349 | EXP-0266 | SUBCATEGORY | SUB-0266 | 1662 | ACTIVE
QSOR-0001350 | EXP-0266 | SUBCATEGORY | SUB-0266 | 1663 | ACTIVE
QSOR-0001351 | EXP-0266 | SUBCATEGORY | SUB-0266 | 1664 | ACTIVE
QSOR-0001352 | EXP-0266 | SUBCATEGORY | SUB-0266 | 1665 | ACTIVE
QSOR-0001353 | EXP-0266 | SUBCATEGORY | SUB-0266 | 1666 | ACTIVE
QSOR-0001354 | EXP-0266 | SUBCATEGORY | SUB-0266 | 1667 | ACTIVE
QSOR-0001355 | EXP-0267 | SUBCATEGORY | SUB-0267 | 1669 | ACTIVE
QSOR-0001356 | EXP-0267 | SUBCATEGORY | SUB-0267 | 1670 | ACTIVE
QSOR-0001357 | EXP-0267 | SUBCATEGORY | SUB-0267 | 1671 | ACTIVE
QSOR-0001358 | EXP-0267 | SUBCATEGORY | SUB-0267 | 1672 | ACTIVE
QSOR-0001359 | EXP-0267 | SUBCATEGORY | SUB-0267 | 1673 | ACTIVE
QSOR-0001360 | EXP-0267 | SUBCATEGORY | SUB-0267 | 1674 | ACTIVE
QSOR-0001361 | EXP-0268 | SUBCATEGORY | SUB-0268 | 1677 | ACTIVE
QSOR-0001362 | EXP-0268 | SUBCATEGORY | SUB-0268 | 1678 | ACTIVE
QSOR-0001363 | EXP-0268 | SUBCATEGORY | SUB-0268 | 1679 | ACTIVE
QSOR-0001364 | EXP-0268 | SUBCATEGORY | SUB-0268 | 1680 | ACTIVE
QSOR-0001365 | EXP-0268 | SUBCATEGORY | SUB-0268 | 1681 | ACTIVE
QSOR-0001366 | EXP-0268 | SUBCATEGORY | SUB-0268 | 1682 | ACTIVE
QSOR-0001367 | EXP-0269 | SUBCATEGORY | SUB-0269 | 1684 | ACTIVE
QSOR-0001368 | EXP-0269 | SUBCATEGORY | SUB-0269 | 1685 | ACTIVE
QSOR-0001369 | EXP-0269 | SUBCATEGORY | SUB-0269 | 1686 | ACTIVE
QSOR-0001370 | EXP-0269 | SUBCATEGORY | SUB-0269 | 1687 | ACTIVE
QSOR-0001371 | EXP-0269 | SUBCATEGORY | SUB-0269 | 1688 | ACTIVE
QSOR-0001372 | EXP-0269 | SUBCATEGORY | SUB-0269 | 1689 | ACTIVE
QSOR-0001373 | EXP-0270 | SUBCATEGORY | SUB-0270 | 1691 | ACTIVE
QSOR-0001374 | EXP-0270 | SUBCATEGORY | SUB-0270 | 1692 | ACTIVE
QSOR-0001375 | EXP-0270 | SUBCATEGORY | SUB-0270 | 1693 | ACTIVE
QSOR-0001376 | EXP-0270 | SUBCATEGORY | SUB-0270 | 1694 | ACTIVE
QSOR-0001377 | EXP-0270 | SUBCATEGORY | SUB-0270 | 1695 | ACTIVE
QSOR-0001378 | EXP-0270 | SUBCATEGORY | SUB-0270 | 1696 | ACTIVE
QSOR-0001379 | EXP-0271 | SUBCATEGORY | SUB-0271 | 1698 | ACTIVE
QSOR-0001380 | EXP-0271 | SUBCATEGORY | SUB-0271 | 1699 | ACTIVE
QSOR-0001381 | EXP-0271 | SUBCATEGORY | SUB-0271 | 1700 | ACTIVE
QSOR-0001382 | EXP-0271 | SUBCATEGORY | SUB-0271 | 1701 | ACTIVE
QSOR-0001383 | EXP-0271 | SUBCATEGORY | SUB-0271 | 1702 | ACTIVE
QSOR-0001384 | EXP-0271 | SUBCATEGORY | SUB-0271 | 1703 | ACTIVE
QSOR-0001385 | EXP-0272 | SUBCATEGORY | SUB-0272 | 1705 | ACTIVE
QSOR-0001386 | EXP-0272 | SUBCATEGORY | SUB-0272 | 1706 | ACTIVE
QSOR-0001387 | EXP-0272 | SUBCATEGORY | SUB-0272 | 1707 | ACTIVE
QSOR-0001388 | EXP-0272 | SUBCATEGORY | SUB-0272 | 1708 | ACTIVE
QSOR-0001389 | EXP-0272 | SUBCATEGORY | SUB-0272 | 1709 | ACTIVE
QSOR-0001390 | EXP-0273 | SUBCATEGORY | SUB-0273 | 1711 | ACTIVE
QSOR-0001391 | EXP-0273 | SUBCATEGORY | SUB-0273 | 1712 | ACTIVE
QSOR-0001392 | EXP-0273 | SUBCATEGORY | SUB-0273 | 1713 | ACTIVE
QSOR-0001393 | EXP-0273 | SUBCATEGORY | SUB-0273 | 1714 | ACTIVE
QSOR-0001394 | EXP-0273 | SUBCATEGORY | SUB-0273 | 1715 | ACTIVE
QSOR-0001395 | EXP-0273 | SUBCATEGORY | SUB-0273 | 1716 | ACTIVE
QSOR-0001396 | EXP-0274 | SUBCATEGORY | SUB-0274 | 1718 | ACTIVE
QSOR-0001397 | EXP-0274 | SUBCATEGORY | SUB-0274 | 1719 | ACTIVE
QSOR-0001398 | EXP-0274 | SUBCATEGORY | SUB-0274 | 1720 | ACTIVE
QSOR-0001399 | EXP-0274 | SUBCATEGORY | SUB-0274 | 1721 | ACTIVE
QSOR-0001400 | EXP-0274 | SUBCATEGORY | SUB-0274 | 1722 | ACTIVE
QSOR-0001401 | EXP-0274 | SUBCATEGORY | SUB-0274 | 1723 | ACTIVE
QSOR-0001402 | EXP-0275 | SUBCATEGORY | SUB-0275 | 1725 | ACTIVE
QSOR-0001403 | EXP-0275 | SUBCATEGORY | SUB-0275 | 1726 | ACTIVE
QSOR-0001404 | EXP-0275 | SUBCATEGORY | SUB-0275 | 1727 | ACTIVE
QSOR-0001405 | EXP-0275 | SUBCATEGORY | SUB-0275 | 1728 | ACTIVE
QSOR-0001406 | EXP-0275 | SUBCATEGORY | SUB-0275 | 1729 | ACTIVE
QSOR-0001407 | EXP-0275 | SUBCATEGORY | SUB-0275 | 1730 | ACTIVE
QSOR-0001408 | EXP-0276 | SUBCATEGORY | SUB-0276 | 1733 | ACTIVE
QSOR-0001409 | EXP-0276 | SUBCATEGORY | SUB-0276 | 1734 | ACTIVE
QSOR-0001410 | EXP-0276 | SUBCATEGORY | SUB-0276 | 1735 | ACTIVE
QSOR-0001411 | EXP-0276 | SUBCATEGORY | SUB-0276 | 1736 | ACTIVE
QSOR-0001412 | EXP-0276 | SUBCATEGORY | SUB-0276 | 1737 | ACTIVE
QSOR-0001413 | EXP-0276 | SUBCATEGORY | SUB-0276 | 1738 | ACTIVE
QSOR-0001414 | EXP-0277 | SUBCATEGORY | SUB-0277 | 1740 | ACTIVE
QSOR-0001415 | EXP-0277 | SUBCATEGORY | SUB-0277 | 1741 | ACTIVE
QSOR-0001416 | EXP-0277 | SUBCATEGORY | SUB-0277 | 1742 | ACTIVE
QSOR-0001417 | EXP-0277 | SUBCATEGORY | SUB-0277 | 1743 | ACTIVE
QSOR-0001418 | EXP-0277 | SUBCATEGORY | SUB-0277 | 1744 | ACTIVE
QSOR-0001419 | EXP-0277 | SUBCATEGORY | SUB-0277 | 1745 | ACTIVE
QSOR-0001420 | EXP-0278 | SUBCATEGORY | SUB-0278 | 1747 | ACTIVE
QSOR-0001421 | EXP-0278 | SUBCATEGORY | SUB-0278 | 1748 | ACTIVE
QSOR-0001422 | EXP-0278 | SUBCATEGORY | SUB-0278 | 1749 | ACTIVE
QSOR-0001423 | EXP-0278 | SUBCATEGORY | SUB-0278 | 1750 | ACTIVE
QSOR-0001424 | EXP-0278 | SUBCATEGORY | SUB-0278 | 1751 | ACTIVE
QSOR-0001425 | EXP-0279 | SUBCATEGORY | SUB-0279 | 1753 | ACTIVE
QSOR-0001426 | EXP-0279 | SUBCATEGORY | SUB-0279 | 1754 | ACTIVE
QSOR-0001427 | EXP-0279 | SUBCATEGORY | SUB-0279 | 1755 | ACTIVE
QSOR-0001428 | EXP-0279 | SUBCATEGORY | SUB-0279 | 1756 | ACTIVE
QSOR-0001429 | EXP-0279 | SUBCATEGORY | SUB-0279 | 1757 | ACTIVE
QSOR-0001430 | EXP-0279 | SUBCATEGORY | SUB-0279 | 1758 | ACTIVE
QSOR-0001431 | EXP-0279 | SUBCATEGORY | SUB-0279 | 1759 | ACTIVE
QSOR-0001432 | EXP-0280 | SUBCATEGORY | SUB-0280 | 1761 | ACTIVE
QSOR-0001433 | EXP-0280 | SUBCATEGORY | SUB-0280 | 1762 | ACTIVE
QSOR-0001434 | EXP-0280 | SUBCATEGORY | SUB-0280 | 1763 | ACTIVE
QSOR-0001435 | EXP-0280 | SUBCATEGORY | SUB-0280 | 1764 | ACTIVE
QSOR-0001436 | EXP-0280 | SUBCATEGORY | SUB-0280 | 1765 | ACTIVE
QSOR-0001437 | EXP-0280 | SUBCATEGORY | SUB-0280 | 1766 | ACTIVE
QSOR-0001438 | EXP-0281 | SUBCATEGORY | SUB-0281 | 1768 | ACTIVE
QSOR-0001439 | EXP-0281 | SUBCATEGORY | SUB-0281 | 1769 | ACTIVE
QSOR-0001440 | EXP-0281 | SUBCATEGORY | SUB-0281 | 1770 | ACTIVE
QSOR-0001441 | EXP-0281 | SUBCATEGORY | SUB-0281 | 1771 | ACTIVE
QSOR-0001442 | EXP-0281 | SUBCATEGORY | SUB-0281 | 1772 | ACTIVE
QSOR-0001443 | EXP-0281 | SUBCATEGORY | SUB-0281 | 1773 | ACTIVE
QSOR-0001444 | EXP-0282 | SUBCATEGORY | SUB-0282 | 1775 | ACTIVE
QSOR-0001445 | EXP-0282 | SUBCATEGORY | SUB-0282 | 1776 | ACTIVE
QSOR-0001446 | EXP-0282 | SUBCATEGORY | SUB-0282 | 1777 | ACTIVE
QSOR-0001447 | EXP-0282 | SUBCATEGORY | SUB-0282 | 1778 | ACTIVE
QSOR-0001448 | EXP-0282 | SUBCATEGORY | SUB-0282 | 1779 | ACTIVE
QSOR-0001449 | EXP-0282 | SUBCATEGORY | SUB-0282 | 1780 | ACTIVE
QSOR-0001450 | EXP-0282 | SUBCATEGORY | SUB-0282 | 1781 | ACTIVE
QSOR-0001451 | EXP-0282 | SUBCATEGORY | SUB-0282 | 1782 | ACTIVE
QSOR-0001452 | EXP-0282 | SUBCATEGORY | SUB-0282 | 1783 | ACTIVE
QSOR-0001453 | EXP-0283 | SUBCATEGORY | SUB-0283 | 1786 | ACTIVE
QSOR-0001454 | EXP-0283 | SUBCATEGORY | SUB-0283 | 1787 | ACTIVE
QSOR-0001455 | EXP-0283 | SUBCATEGORY | SUB-0283 | 1788 | ACTIVE
QSOR-0001456 | EXP-0283 | SUBCATEGORY | SUB-0283 | 1789 | ACTIVE
QSOR-0001457 | EXP-0283 | SUBCATEGORY | SUB-0283 | 1790 | ACTIVE
QSOR-0001458 | EXP-0283 | SUBCATEGORY | SUB-0283 | 1791 | ACTIVE
QSOR-0001459 | EXP-0283 | SUBCATEGORY | SUB-0283 | 1792 | ACTIVE
QSOR-0001460 | EXP-0283 | SUBCATEGORY | SUB-0283 | 1793 | ACTIVE
QSOR-0001461 | EXP-0283 | SUBCATEGORY | SUB-0283 | 1794 | ACTIVE
QSOR-0001462 | EXP-0283 | SUBCATEGORY | SUB-0283 | 1795 | ACTIVE
QSOR-0001463 | EXP-0283 | SUBCATEGORY | SUB-0283 | 1796 | ACTIVE
QSOR-0001464 | EXP-0283 | SUBCATEGORY | SUB-0283 | 1797 | ACTIVE
QSOR-0001465 | EXP-0284 | SUBCATEGORY | SUB-0284 | 1799 | ACTIVE
QSOR-0001466 | EXP-0284 | SUBCATEGORY | SUB-0284 | 1800 | ACTIVE
QSOR-0001467 | EXP-0284 | SUBCATEGORY | SUB-0284 | 1801 | ACTIVE
QSOR-0001468 | EXP-0284 | SUBCATEGORY | SUB-0284 | 1802 | ACTIVE
QSOR-0001469 | EXP-0284 | SUBCATEGORY | SUB-0284 | 1803 | ACTIVE
QSOR-0001470 | EXP-0284 | SUBCATEGORY | SUB-0284 | 1804 | ACTIVE
QSOR-0001471 | EXP-0284 | SUBCATEGORY | SUB-0284 | 1805 | ACTIVE
QSOR-0001472 | EXP-0284 | SUBCATEGORY | SUB-0284 | 1806 | ACTIVE
QSOR-0001473 | EXP-0284 | SUBCATEGORY | SUB-0284 | 1807 | ACTIVE
QSOR-0001474 | EXP-0284 | SUBCATEGORY | SUB-0284 | 1808 | ACTIVE
QSOR-0001475 | EXP-0284 | SUBCATEGORY | SUB-0284 | 1809 | ACTIVE
QSOR-0001476 | EXP-0284 | SUBCATEGORY | SUB-0284 | 1810 | ACTIVE
QSOR-0001477 | EXP-0285 | SUBCATEGORY | SUB-0285 | 1812 | ACTIVE
QSOR-0001478 | EXP-0285 | SUBCATEGORY | SUB-0285 | 1813 | ACTIVE
QSOR-0001479 | EXP-0285 | SUBCATEGORY | SUB-0285 | 1814 | ACTIVE
QSOR-0001480 | EXP-0285 | SUBCATEGORY | SUB-0285 | 1815 | ACTIVE
QSOR-0001481 | EXP-0285 | SUBCATEGORY | SUB-0285 | 1816 | ACTIVE
QSOR-0001482 | EXP-0285 | SUBCATEGORY | SUB-0285 | 1817 | ACTIVE
QSOR-0001483 | EXP-0285 | SUBCATEGORY | SUB-0285 | 1818 | ACTIVE
QSOR-0001484 | EXP-0285 | SUBCATEGORY | SUB-0285 | 1819 | ACTIVE
QSOR-0001485 | EXP-0285 | SUBCATEGORY | SUB-0285 | 1820 | ACTIVE
QSOR-0001486 | EXP-0286 | SUBCATEGORY | SUB-0286 | 1822 | ACTIVE
QSOR-0001487 | EXP-0286 | SUBCATEGORY | SUB-0286 | 1823 | ACTIVE
QSOR-0001488 | EXP-0286 | SUBCATEGORY | SUB-0286 | 1824 | ACTIVE
QSOR-0001489 | EXP-0286 | SUBCATEGORY | SUB-0286 | 1825 | ACTIVE
QSOR-0001490 | EXP-0286 | SUBCATEGORY | SUB-0286 | 1826 | ACTIVE
QSOR-0001491 | EXP-0286 | SUBCATEGORY | SUB-0286 | 1827 | ACTIVE
QSOR-0001492 | EXP-0286 | SUBCATEGORY | SUB-0286 | 1828 | ACTIVE
QSOR-0001493 | EXP-0286 | SUBCATEGORY | SUB-0286 | 1829 | ACTIVE
QSOR-0001494 | EXP-0286 | SUBCATEGORY | SUB-0286 | 1830 | ACTIVE
QSOR-0001495 | EXP-0286 | SUBCATEGORY | SUB-0286 | 1831 | ACTIVE
QSOR-0001496 | EXP-0286 | SUBCATEGORY | SUB-0286 | 1832 | ACTIVE
QSOR-0001497 | EXP-0287 | SUBCATEGORY | SUB-0287 | 1834 | ACTIVE
QSOR-0001498 | EXP-0287 | SUBCATEGORY | SUB-0287 | 1835 | ACTIVE
QSOR-0001499 | EXP-0287 | SUBCATEGORY | SUB-0287 | 1836 | ACTIVE
QSOR-0001500 | EXP-0287 | SUBCATEGORY | SUB-0287 | 1837 | ACTIVE
QSOR-0001501 | EXP-0287 | SUBCATEGORY | SUB-0287 | 1838 | ACTIVE
QSOR-0001502 | EXP-0287 | SUBCATEGORY | SUB-0287 | 1839 | ACTIVE
QSOR-0001503 | EXP-0287 | SUBCATEGORY | SUB-0287 | 1840 | ACTIVE
QSOR-0001504 | EXP-0287 | SUBCATEGORY | SUB-0287 | 1841 | ACTIVE
QSOR-0001505 | EXP-0287 | SUBCATEGORY | SUB-0287 | 1842 | ACTIVE
QSOR-0001506 | EXP-0287 | SUBCATEGORY | SUB-0287 | 1843 | ACTIVE
QSOR-0001507 | EXP-0287 | SUBCATEGORY | SUB-0287 | 1844 | ACTIVE
QSOR-0001508 | EXP-0288 | SUBCATEGORY | SUB-0288 | 1846 | ACTIVE
QSOR-0001509 | EXP-0288 | SUBCATEGORY | SUB-0288 | 1847 | ACTIVE
QSOR-0001510 | EXP-0288 | SUBCATEGORY | SUB-0288 | 1848 | ACTIVE
QSOR-0001511 | EXP-0288 | SUBCATEGORY | SUB-0288 | 1849 | ACTIVE
QSOR-0001512 | EXP-0288 | SUBCATEGORY | SUB-0288 | 1850 | ACTIVE
QSOR-0001513 | EXP-0288 | SUBCATEGORY | SUB-0288 | 1851 | ACTIVE
QSOR-0001514 | EXP-0288 | SUBCATEGORY | SUB-0288 | 1852 | ACTIVE
QSOR-0001515 | EXP-0288 | SUBCATEGORY | SUB-0288 | 1853 | ACTIVE
QSOR-0001516 | EXP-0288 | SUBCATEGORY | SUB-0288 | 1854 | ACTIVE
QSOR-0001517 | EXP-0288 | SUBCATEGORY | SUB-0288 | 1855 | ACTIVE
QSOR-0001518 | EXP-0288 | SUBCATEGORY | SUB-0288 | 1856 | ACTIVE
QSOR-0001519 | EXP-0289 | SUBCATEGORY | SUB-0289 | 1858 | ACTIVE
QSOR-0001520 | EXP-0289 | SUBCATEGORY | SUB-0289 | 1859 | ACTIVE
QSOR-0001521 | EXP-0289 | SUBCATEGORY | SUB-0289 | 1860 | ACTIVE
QSOR-0001522 | EXP-0289 | SUBCATEGORY | SUB-0289 | 1861 | ACTIVE
QSOR-0001523 | EXP-0289 | SUBCATEGORY | SUB-0289 | 1862 | ACTIVE
QSOR-0001524 | EXP-0289 | SUBCATEGORY | SUB-0289 | 1863 | ACTIVE
QSOR-0001525 | EXP-0289 | SUBCATEGORY | SUB-0289 | 1864 | ACTIVE
QSOR-0001526 | EXP-0289 | SUBCATEGORY | SUB-0289 | 1865 | ACTIVE
QSOR-0001527 | EXP-0289 | SUBCATEGORY | SUB-0289 | 1866 | ACTIVE
QSOR-0001528 | EXP-0289 | SUBCATEGORY | SUB-0289 | 1867 | ACTIVE
QSOR-0001529 | EXP-0290 | SUBCATEGORY | SUB-0290 | 1869 | ACTIVE
QSOR-0001530 | EXP-0290 | SUBCATEGORY | SUB-0290 | 1870 | ACTIVE
QSOR-0001531 | EXP-0290 | SUBCATEGORY | SUB-0290 | 1871 | ACTIVE
QSOR-0001532 | EXP-0290 | SUBCATEGORY | SUB-0290 | 1872 | ACTIVE
QSOR-0001533 | EXP-0290 | SUBCATEGORY | SUB-0290 | 1873 | ACTIVE
QSOR-0001534 | EXP-0290 | SUBCATEGORY | SUB-0290 | 1874 | ACTIVE
QSOR-0001535 | EXP-0290 | SUBCATEGORY | SUB-0290 | 1875 | ACTIVE
QSOR-0001536 | EXP-0290 | SUBCATEGORY | SUB-0290 | 1876 | ACTIVE
QSOR-0001537 | EXP-0290 | SUBCATEGORY | SUB-0290 | 1877 | ACTIVE
QSOR-0001538 | EXP-0290 | SUBCATEGORY | SUB-0290 | 1878 | ACTIVE
QSOR-0001539 | EXP-0290 | SUBCATEGORY | SUB-0290 | 1879 | ACTIVE
QSOR-0001540 | EXP-0290 | SUBCATEGORY | SUB-0290 | 1880 | ACTIVE
QSOR-0001541 | EXP-0290 | SUBCATEGORY | SUB-0290 | 1881 | ACTIVE
QSOR-0001542 | EXP-0291 | SUBCATEGORY | SUB-0291 | 1883 | ACTIVE
QSOR-0001543 | EXP-0291 | SUBCATEGORY | SUB-0291 | 1884 | ACTIVE
QSOR-0001544 | EXP-0291 | SUBCATEGORY | SUB-0291 | 1885 | ACTIVE
QSOR-0001545 | EXP-0291 | SUBCATEGORY | SUB-0291 | 1886 | ACTIVE
QSOR-0001546 | EXP-0291 | SUBCATEGORY | SUB-0291 | 1887 | ACTIVE
QSOR-0001547 | EXP-0291 | SUBCATEGORY | SUB-0291 | 1888 | ACTIVE
QSOR-0001548 | EXP-0291 | SUBCATEGORY | SUB-0291 | 1889 | ACTIVE
QSOR-0001549 | EXP-0291 | SUBCATEGORY | SUB-0291 | 1890 | ACTIVE
QSOR-0001550 | EXP-0291 | SUBCATEGORY | SUB-0291 | 1891 | ACTIVE
QSOR-0001551 | EXP-0292 | SUBCATEGORY | SUB-0292 | 1893 | ACTIVE
QSOR-0001552 | EXP-0292 | SUBCATEGORY | SUB-0292 | 1894 | ACTIVE
QSOR-0001553 | EXP-0292 | SUBCATEGORY | SUB-0292 | 1895 | ACTIVE
QSOR-0001554 | EXP-0292 | SUBCATEGORY | SUB-0292 | 1896 | ACTIVE
QSOR-0001555 | EXP-0292 | SUBCATEGORY | SUB-0292 | 1897 | ACTIVE
QSOR-0001556 | EXP-0292 | SUBCATEGORY | SUB-0292 | 1898 | ACTIVE
QSOR-0001557 | EXP-0292 | SUBCATEGORY | SUB-0292 | 1899 | ACTIVE
QSOR-0001558 | EXP-0292 | SUBCATEGORY | SUB-0292 | 1900 | ACTIVE
QSOR-0001559 | EXP-0292 | SUBCATEGORY | SUB-0292 | 1901 | ACTIVE
QSOR-0001560 | EXP-0293 | SUBCATEGORY | SUB-0293 | 1903 | ACTIVE
QSOR-0001561 | EXP-0293 | SUBCATEGORY | SUB-0293 | 1904 | ACTIVE
QSOR-0001562 | EXP-0293 | SUBCATEGORY | SUB-0293 | 1905 | ACTIVE
QSOR-0001563 | EXP-0293 | SUBCATEGORY | SUB-0293 | 1906 | ACTIVE
QSOR-0001564 | EXP-0293 | SUBCATEGORY | SUB-0293 | 1907 | ACTIVE
QSOR-0001565 | EXP-0293 | SUBCATEGORY | SUB-0293 | 1908 | ACTIVE
QSOR-0001566 | EXP-0293 | SUBCATEGORY | SUB-0293 | 1909 | ACTIVE
QSOR-0001567 | EXP-0293 | SUBCATEGORY | SUB-0293 | 1910 | ACTIVE
QSOR-0001568 | EXP-0293 | SUBCATEGORY | SUB-0293 | 1911 | ACTIVE
QSOR-0001569 | EXP-0293 | SUBCATEGORY | SUB-0293 | 1912 | ACTIVE
QSOR-0001570 | EXP-0293 | SUBCATEGORY | SUB-0293 | 1913 | ACTIVE
QSOR-0001571 | EXP-0294 | SUBCATEGORY | SUB-0294 | 1915 | ACTIVE
QSOR-0001572 | EXP-0294 | SUBCATEGORY | SUB-0294 | 1916 | ACTIVE
QSOR-0001573 | EXP-0294 | SUBCATEGORY | SUB-0294 | 1917 | ACTIVE
QSOR-0001574 | EXP-0294 | SUBCATEGORY | SUB-0294 | 1918 | ACTIVE
QSOR-0001575 | EXP-0294 | SUBCATEGORY | SUB-0294 | 1919 | ACTIVE
QSOR-0001576 | EXP-0294 | SUBCATEGORY | SUB-0294 | 1920 | ACTIVE
QSOR-0001577 | EXP-0294 | SUBCATEGORY | SUB-0294 | 1921 | ACTIVE
QSOR-0001578 | EXP-0294 | SUBCATEGORY | SUB-0294 | 1922 | ACTIVE
QSOR-0001579 | EXP-0294 | SUBCATEGORY | SUB-0294 | 1923 | ACTIVE
QSOR-0001580 | EXP-0294 | SUBCATEGORY | SUB-0294 | 1924 | ACTIVE
QSOR-0001581 | EXP-0294 | SUBCATEGORY | SUB-0294 | 1925 | ACTIVE
QSOR-0001582 | EXP-0294 | SUBCATEGORY | SUB-0294 | 1926 | ACTIVE
QSOR-0001583 | EXP-0294 | SUBCATEGORY | SUB-0294 | 1927 | ACTIVE
QSOR-0001584 | EXP-0295 | SUBCATEGORY | SUB-0295 | 1929 | ACTIVE
QSOR-0001585 | EXP-0295 | SUBCATEGORY | SUB-0295 | 1930 | ACTIVE
QSOR-0001586 | EXP-0295 | SUBCATEGORY | SUB-0295 | 1931 | ACTIVE
QSOR-0001587 | EXP-0295 | SUBCATEGORY | SUB-0295 | 1932 | ACTIVE
QSOR-0001588 | EXP-0295 | SUBCATEGORY | SUB-0295 | 1933 | ACTIVE
QSOR-0001589 | EXP-0295 | SUBCATEGORY | SUB-0295 | 1934 | ACTIVE
QSOR-0001590 | EXP-0295 | SUBCATEGORY | SUB-0295 | 1935 | ACTIVE
QSOR-0001591 | EXP-0295 | SUBCATEGORY | SUB-0295 | 1936 | ACTIVE
QSOR-0001592 | EXP-0295 | SUBCATEGORY | SUB-0295 | 1937 | ACTIVE
QSOR-0001593 | EXP-0296 | SUBCATEGORY | SUB-0296 | 1940 | ACTIVE
QSOR-0001594 | EXP-0296 | SUBCATEGORY | SUB-0296 | 1941 | ACTIVE
QSOR-0001595 | EXP-0296 | SUBCATEGORY | SUB-0296 | 1942 | ACTIVE
QSOR-0001596 | EXP-0296 | SUBCATEGORY | SUB-0296 | 1943 | ACTIVE
QSOR-0001597 | EXP-0296 | SUBCATEGORY | SUB-0296 | 1944 | ACTIVE
QSOR-0001598 | EXP-0296 | SUBCATEGORY | SUB-0296 | 1945 | ACTIVE
QSOR-0001599 | EXP-0296 | SUBCATEGORY | SUB-0296 | 1946 | ACTIVE
QSOR-0001600 | EXP-0296 | SUBCATEGORY | SUB-0296 | 1947 | ACTIVE
QSOR-0001601 | EXP-0296 | SUBCATEGORY | SUB-0296 | 1948 | ACTIVE
QSOR-0001602 | EXP-0296 | SUBCATEGORY | SUB-0296 | 1949 | ACTIVE
QSOR-0001603 | EXP-0296 | SUBCATEGORY | SUB-0296 | 1950 | ACTIVE
QSOR-0001604 | EXP-0296 | SUBCATEGORY | SUB-0296 | 1951 | ACTIVE
QSOR-0001605 | EXP-0297 | SUBCATEGORY | SUB-0297 | 1953 | ACTIVE
QSOR-0001606 | EXP-0297 | SUBCATEGORY | SUB-0297 | 1954 | ACTIVE
QSOR-0001607 | EXP-0297 | SUBCATEGORY | SUB-0297 | 1955 | ACTIVE
QSOR-0001608 | EXP-0297 | SUBCATEGORY | SUB-0297 | 1956 | ACTIVE
QSOR-0001609 | EXP-0297 | SUBCATEGORY | SUB-0297 | 1957 | ACTIVE
QSOR-0001610 | EXP-0297 | SUBCATEGORY | SUB-0297 | 1958 | ACTIVE
QSOR-0001611 | EXP-0297 | SUBCATEGORY | SUB-0297 | 1959 | ACTIVE
QSOR-0001612 | EXP-0297 | SUBCATEGORY | SUB-0297 | 1960 | ACTIVE
QSOR-0001613 | EXP-0297 | SUBCATEGORY | SUB-0297 | 1961 | ACTIVE
QSOR-0001614 | EXP-0297 | SUBCATEGORY | SUB-0297 | 1962 | ACTIVE
QSOR-0001615 | EXP-0297 | SUBCATEGORY | SUB-0297 | 1963 | ACTIVE
QSOR-0001616 | EXP-0297 | SUBCATEGORY | SUB-0297 | 1964 | ACTIVE
QSOR-0001617 | EXP-0298 | SUBCATEGORY | SUB-0298 | 1966 | ACTIVE
QSOR-0001618 | EXP-0298 | SUBCATEGORY | SUB-0298 | 1967 | ACTIVE
QSOR-0001619 | EXP-0298 | SUBCATEGORY | SUB-0298 | 1968 | ACTIVE
QSOR-0001620 | EXP-0298 | SUBCATEGORY | SUB-0298 | 1969 | ACTIVE
QSOR-0001621 | EXP-0298 | SUBCATEGORY | SUB-0298 | 1970 | ACTIVE
QSOR-0001622 | EXP-0298 | SUBCATEGORY | SUB-0298 | 1971 | ACTIVE
QSOR-0001623 | EXP-0298 | SUBCATEGORY | SUB-0298 | 1972 | ACTIVE
QSOR-0001624 | EXP-0298 | SUBCATEGORY | SUB-0298 | 1973 | ACTIVE
QSOR-0001625 | EXP-0298 | SUBCATEGORY | SUB-0298 | 1974 | ACTIVE
QSOR-0001626 | EXP-0299 | SUBCATEGORY | SUB-0299 | 1976 | ACTIVE
QSOR-0001627 | EXP-0299 | SUBCATEGORY | SUB-0299 | 1977 | ACTIVE
QSOR-0001628 | EXP-0299 | SUBCATEGORY | SUB-0299 | 1978 | ACTIVE
QSOR-0001629 | EXP-0299 | SUBCATEGORY | SUB-0299 | 1979 | ACTIVE
QSOR-0001630 | EXP-0299 | SUBCATEGORY | SUB-0299 | 1980 | ACTIVE
QSOR-0001631 | EXP-0299 | SUBCATEGORY | SUB-0299 | 1981 | ACTIVE
QSOR-0001632 | EXP-0299 | SUBCATEGORY | SUB-0299 | 1982 | ACTIVE
QSOR-0001633 | EXP-0299 | SUBCATEGORY | SUB-0299 | 1983 | ACTIVE
QSOR-0001634 | EXP-0299 | SUBCATEGORY | SUB-0299 | 1984 | ACTIVE
QSOR-0001635 | EXP-0299 | SUBCATEGORY | SUB-0299 | 1985 | ACTIVE
QSOR-0001636 | EXP-0299 | SUBCATEGORY | SUB-0299 | 1986 | ACTIVE
QSOR-0001637 | EXP-0300 | SUBCATEGORY | SUB-0300 | 1988 | ACTIVE
QSOR-0001638 | EXP-0300 | SUBCATEGORY | SUB-0300 | 1989 | ACTIVE
QSOR-0001639 | EXP-0300 | SUBCATEGORY | SUB-0300 | 1990 | ACTIVE
QSOR-0001640 | EXP-0300 | SUBCATEGORY | SUB-0300 | 1991 | ACTIVE
QSOR-0001641 | EXP-0300 | SUBCATEGORY | SUB-0300 | 1992 | ACTIVE
QSOR-0001642 | EXP-0300 | SUBCATEGORY | SUB-0300 | 1993 | ACTIVE
QSOR-0001643 | EXP-0300 | SUBCATEGORY | SUB-0300 | 1994 | ACTIVE
QSOR-0001644 | EXP-0300 | SUBCATEGORY | SUB-0300 | 1995 | ACTIVE
QSOR-0001645 | EXP-0300 | SUBCATEGORY | SUB-0300 | 1996 | ACTIVE
QSOR-0001646 | EXP-0300 | SUBCATEGORY | SUB-0300 | 1997 | ACTIVE
QSOR-0001647 | EXP-0300 | SUBCATEGORY | SUB-0300 | 1998 | ACTIVE
QSOR-0001648 | EXP-0301 | SUBCATEGORY | SUB-0301 | 2000 | ACTIVE
QSOR-0001649 | EXP-0301 | SUBCATEGORY | SUB-0301 | 2001 | ACTIVE
QSOR-0001650 | EXP-0301 | SUBCATEGORY | SUB-0301 | 2002 | ACTIVE
QSOR-0001651 | EXP-0301 | SUBCATEGORY | SUB-0301 | 2003 | ACTIVE
QSOR-0001652 | EXP-0301 | SUBCATEGORY | SUB-0301 | 2004 | ACTIVE
QSOR-0001653 | EXP-0301 | SUBCATEGORY | SUB-0301 | 2005 | ACTIVE
QSOR-0001654 | EXP-0301 | SUBCATEGORY | SUB-0301 | 2006 | ACTIVE
QSOR-0001655 | EXP-0301 | SUBCATEGORY | SUB-0301 | 2007 | ACTIVE
QSOR-0001656 | EXP-0301 | SUBCATEGORY | SUB-0301 | 2008 | ACTIVE
QSOR-0001657 | EXP-0301 | SUBCATEGORY | SUB-0301 | 2009 | ACTIVE
QSOR-0001658 | EXP-0301 | SUBCATEGORY | SUB-0301 | 2010 | ACTIVE
QSOR-0001659 | EXP-0302 | SUBCATEGORY | SUB-0302 | 2012 | ACTIVE
QSOR-0001660 | EXP-0302 | SUBCATEGORY | SUB-0302 | 2013 | ACTIVE
QSOR-0001661 | EXP-0302 | SUBCATEGORY | SUB-0302 | 2014 | ACTIVE
QSOR-0001662 | EXP-0302 | SUBCATEGORY | SUB-0302 | 2015 | ACTIVE
QSOR-0001663 | EXP-0302 | SUBCATEGORY | SUB-0302 | 2016 | ACTIVE
QSOR-0001664 | EXP-0302 | SUBCATEGORY | SUB-0302 | 2017 | ACTIVE
QSOR-0001665 | EXP-0302 | SUBCATEGORY | SUB-0302 | 2018 | ACTIVE
QSOR-0001666 | EXP-0302 | SUBCATEGORY | SUB-0302 | 2019 | ACTIVE
QSOR-0001667 | EXP-0302 | SUBCATEGORY | SUB-0302 | 2020 | ACTIVE
QSOR-0001668 | EXP-0302 | SUBCATEGORY | SUB-0302 | 2021 | ACTIVE
QSOR-0001669 | EXP-0303 | SUBCATEGORY | SUB-0303 | 2023 | ACTIVE
QSOR-0001670 | EXP-0303 | SUBCATEGORY | SUB-0303 | 2024 | ACTIVE
QSOR-0001671 | EXP-0303 | SUBCATEGORY | SUB-0303 | 2025 | ACTIVE
QSOR-0001672 | EXP-0303 | SUBCATEGORY | SUB-0303 | 2026 | ACTIVE
QSOR-0001673 | EXP-0303 | SUBCATEGORY | SUB-0303 | 2027 | ACTIVE
QSOR-0001674 | EXP-0303 | SUBCATEGORY | SUB-0303 | 2028 | ACTIVE
QSOR-0001675 | EXP-0303 | SUBCATEGORY | SUB-0303 | 2029 | ACTIVE
QSOR-0001676 | EXP-0303 | SUBCATEGORY | SUB-0303 | 2030 | ACTIVE
QSOR-0001677 | EXP-0303 | SUBCATEGORY | SUB-0303 | 2031 | ACTIVE
QSOR-0001678 | EXP-0303 | SUBCATEGORY | SUB-0303 | 2032 | ACTIVE
QSOR-0001679 | EXP-0303 | SUBCATEGORY | SUB-0303 | 2033 | ACTIVE
QSOR-0001680 | EXP-0303 | SUBCATEGORY | SUB-0303 | 2034 | ACTIVE
QSOR-0001681 | EXP-0303 | SUBCATEGORY | SUB-0303 | 2035 | ACTIVE
QSOR-0001682 | EXP-0304 | SUBCATEGORY | SUB-0304 | 2037 | ACTIVE
QSOR-0001683 | EXP-0304 | SUBCATEGORY | SUB-0304 | 2038 | ACTIVE
QSOR-0001684 | EXP-0304 | SUBCATEGORY | SUB-0304 | 2039 | ACTIVE
QSOR-0001685 | EXP-0304 | SUBCATEGORY | SUB-0304 | 2040 | ACTIVE
QSOR-0001686 | EXP-0304 | SUBCATEGORY | SUB-0304 | 2041 | ACTIVE
QSOR-0001687 | EXP-0304 | SUBCATEGORY | SUB-0304 | 2042 | ACTIVE
QSOR-0001688 | EXP-0304 | SUBCATEGORY | SUB-0304 | 2043 | ACTIVE
QSOR-0001689 | EXP-0304 | SUBCATEGORY | SUB-0304 | 2044 | ACTIVE
QSOR-0001690 | EXP-0304 | SUBCATEGORY | SUB-0304 | 2045 | ACTIVE
QSOR-0001691 | EXP-0305 | SUBCATEGORY | SUB-0305 | 2047 | ACTIVE
QSOR-0001692 | EXP-0305 | SUBCATEGORY | SUB-0305 | 2048 | ACTIVE
QSOR-0001693 | EXP-0305 | SUBCATEGORY | SUB-0305 | 2049 | ACTIVE
QSOR-0001694 | EXP-0305 | SUBCATEGORY | SUB-0305 | 2050 | ACTIVE
QSOR-0001695 | EXP-0305 | SUBCATEGORY | SUB-0305 | 2051 | ACTIVE
QSOR-0001696 | EXP-0305 | SUBCATEGORY | SUB-0305 | 2052 | ACTIVE
QSOR-0001697 | EXP-0305 | SUBCATEGORY | SUB-0305 | 2053 | ACTIVE
QSOR-0001698 | EXP-0305 | SUBCATEGORY | SUB-0305 | 2054 | ACTIVE
QSOR-0001699 | EXP-0305 | SUBCATEGORY | SUB-0305 | 2055 | ACTIVE
QSOR-0001700 | EXP-0306 | SUBCATEGORY | SUB-0306 | 2057 | ACTIVE
QSOR-0001701 | EXP-0306 | SUBCATEGORY | SUB-0306 | 2058 | ACTIVE
QSOR-0001702 | EXP-0306 | SUBCATEGORY | SUB-0306 | 2059 | ACTIVE
QSOR-0001703 | EXP-0306 | SUBCATEGORY | SUB-0306 | 2060 | ACTIVE
QSOR-0001704 | EXP-0306 | SUBCATEGORY | SUB-0306 | 2061 | ACTIVE
QSOR-0001705 | EXP-0306 | SUBCATEGORY | SUB-0306 | 2062 | ACTIVE
QSOR-0001706 | EXP-0306 | SUBCATEGORY | SUB-0306 | 2063 | ACTIVE
QSOR-0001707 | EXP-0306 | SUBCATEGORY | SUB-0306 | 2064 | ACTIVE
QSOR-0001708 | EXP-0306 | SUBCATEGORY | SUB-0306 | 2065 | ACTIVE
QSOR-0001709 | EXP-0306 | SUBCATEGORY | SUB-0306 | 2066 | ACTIVE
QSOR-0001710 | EXP-0306 | SUBCATEGORY | SUB-0306 | 2067 | ACTIVE
QSOR-0001711 | EXP-0307 | SUBCATEGORY | SUB-0307 | 2069 | ACTIVE
QSOR-0001712 | EXP-0307 | SUBCATEGORY | SUB-0307 | 2070 | ACTIVE
QSOR-0001713 | EXP-0307 | SUBCATEGORY | SUB-0307 | 2071 | ACTIVE
QSOR-0001714 | EXP-0307 | SUBCATEGORY | SUB-0307 | 2072 | ACTIVE
QSOR-0001715 | EXP-0307 | SUBCATEGORY | SUB-0307 | 2073 | ACTIVE
QSOR-0001716 | EXP-0307 | SUBCATEGORY | SUB-0307 | 2074 | ACTIVE
QSOR-0001717 | EXP-0307 | SUBCATEGORY | SUB-0307 | 2075 | ACTIVE
QSOR-0001718 | EXP-0307 | SUBCATEGORY | SUB-0307 | 2076 | ACTIVE
QSOR-0001719 | EXP-0307 | SUBCATEGORY | SUB-0307 | 2077 | ACTIVE
QSOR-0001720 | EXP-0307 | SUBCATEGORY | SUB-0307 | 2078 | ACTIVE
QSOR-0001721 | EXP-0307 | SUBCATEGORY | SUB-0307 | 2079 | ACTIVE
QSOR-0001722 | EXP-0307 | SUBCATEGORY | SUB-0307 | 2080 | ACTIVE
QSOR-0001723 | EXP-0307 | SUBCATEGORY | SUB-0307 | 2081 | ACTIVE
QSOR-0001724 | EXP-0308 | SUBCATEGORY | SUB-0308 | 2083 | ACTIVE
QSOR-0001725 | EXP-0308 | SUBCATEGORY | SUB-0308 | 2084 | ACTIVE
QSOR-0001726 | EXP-0308 | SUBCATEGORY | SUB-0308 | 2085 | ACTIVE
QSOR-0001727 | EXP-0308 | SUBCATEGORY | SUB-0308 | 2086 | ACTIVE
QSOR-0001728 | EXP-0308 | SUBCATEGORY | SUB-0308 | 2087 | ACTIVE
QSOR-0001729 | EXP-0308 | SUBCATEGORY | SUB-0308 | 2088 | ACTIVE
QSOR-0001730 | EXP-0308 | SUBCATEGORY | SUB-0308 | 2089 | ACTIVE
QSOR-0001731 | EXP-0308 | SUBCATEGORY | SUB-0308 | 2090 | ACTIVE
QSOR-0001732 | EXP-0308 | SUBCATEGORY | SUB-0308 | 2091 | ACTIVE
QSOR-0001733 | EXP-0309 | SUBCATEGORY | SUB-0309 | 2094 | ACTIVE
QSOR-0001734 | EXP-0309 | SUBCATEGORY | SUB-0309 | 2095 | ACTIVE
QSOR-0001735 | EXP-0309 | SUBCATEGORY | SUB-0309 | 2096 | ACTIVE
QSOR-0001736 | EXP-0309 | SUBCATEGORY | SUB-0309 | 2097 | ACTIVE
QSOR-0001737 | EXP-0309 | SUBCATEGORY | SUB-0309 | 2098 | ACTIVE
QSOR-0001738 | EXP-0309 | SUBCATEGORY | SUB-0309 | 2099 | ACTIVE
QSOR-0001739 | EXP-0309 | SUBCATEGORY | SUB-0309 | 2100 | ACTIVE
QSOR-0001740 | EXP-0309 | SUBCATEGORY | SUB-0309 | 2101 | ACTIVE
QSOR-0001741 | EXP-0310 | SUBCATEGORY | SUB-0310 | 2103 | ACTIVE
QSOR-0001742 | EXP-0310 | SUBCATEGORY | SUB-0310 | 2104 | ACTIVE
QSOR-0001743 | EXP-0310 | SUBCATEGORY | SUB-0310 | 2105 | ACTIVE
QSOR-0001744 | EXP-0310 | SUBCATEGORY | SUB-0310 | 2106 | ACTIVE
QSOR-0001745 | EXP-0310 | SUBCATEGORY | SUB-0310 | 2107 | ACTIVE
QSOR-0001746 | EXP-0311 | SUBCATEGORY | SUB-0311 | 2109 | ACTIVE
QSOR-0001747 | EXP-0311 | SUBCATEGORY | SUB-0311 | 2110 | ACTIVE
QSOR-0001748 | EXP-0311 | SUBCATEGORY | SUB-0311 | 2111 | ACTIVE
QSOR-0001749 | EXP-0312 | SUBCATEGORY | SUB-0312 | 2113 | ACTIVE
QSOR-0001750 | EXP-0312 | SUBCATEGORY | SUB-0312 | 2114 | ACTIVE
QSOR-0001751 | EXP-0312 | SUBCATEGORY | SUB-0312 | 2115 | ACTIVE
QSOR-0001752 | EXP-0312 | SUBCATEGORY | SUB-0312 | 2116 | ACTIVE
QSOR-0001753 | EXP-0313 | SUBCATEGORY | SUB-0313 | 2119 | ACTIVE
QSOR-0001754 | EXP-0313 | SUBCATEGORY | SUB-0313 | 2120 | ACTIVE
QSOR-0001755 | EXP-0314 | SUBCATEGORY | SUB-0314 | 2123 | ACTIVE
QSOR-0001756 | EXP-0314 | SUBCATEGORY | SUB-0314 | 2124 | ACTIVE
QSOR-0001757 | EXP-0314 | SUBCATEGORY | SUB-0314 | 2125 | ACTIVE
QSOR-0001758 | EXP-0315 | SUBCATEGORY | SUB-0315 | 2127 | ACTIVE
QSOR-0001759 | EXP-0315 | SUBCATEGORY | SUB-0315 | 2128 | ACTIVE
QSOR-0001760 | EXP-0315 | SUBCATEGORY | SUB-0315 | 2129 | ACTIVE
QSOR-0001761 | EXP-0315 | SUBCATEGORY | SUB-0315 | 2130 | ACTIVE
QSOR-0001762 | EXP-0315 | SUBCATEGORY | SUB-0315 | 2131 | ACTIVE
QSOR-0001763 | EXP-0315 | SUBCATEGORY | SUB-0315 | 2132 | ACTIVE
QSOR-0001764 | EXP-0315 | SUBCATEGORY | SUB-0315 | 2133 | ACTIVE
QSOR-0001765 | EXP-0315 | SUBCATEGORY | SUB-0315 | 2134 | ACTIVE
QSOR-0001766 | EXP-0315 | SUBCATEGORY | SUB-0315 | 2135 | ACTIVE
QSOR-0001767 | EXP-0316 | SUBCATEGORY | SUB-0316 | 2137 | ACTIVE
QSOR-0001768 | EXP-0316 | SUBCATEGORY | SUB-0316 | 2138 | ACTIVE
QSOR-0001769 | EXP-0316 | SUBCATEGORY | SUB-0316 | 2139 | ACTIVE
QSOR-0001770 | EXP-0316 | SUBCATEGORY | SUB-0316 | 2140 | ACTIVE
QSOR-0001771 | EXP-0316 | SUBCATEGORY | SUB-0316 | 2141 | ACTIVE
QSOR-0001772 | EXP-0316 | SUBCATEGORY | SUB-0316 | 2142 | ACTIVE
QSOR-0001773 | EXP-0316 | SUBCATEGORY | SUB-0316 | 2143 | ACTIVE
QSOR-0001774 | EXP-0317 | SUBCATEGORY | SUB-0317 | 2145 | ACTIVE
QSOR-0001775 | EXP-0317 | SUBCATEGORY | SUB-0317 | 2146 | ACTIVE
QSOR-0001776 | EXP-0317 | SUBCATEGORY | SUB-0317 | 2147 | ACTIVE
QSOR-0001777 | EXP-0317 | SUBCATEGORY | SUB-0317 | 2148 | ACTIVE
QSOR-0001778 | EXP-0317 | SUBCATEGORY | SUB-0317 | 2149 | ACTIVE
QSOR-0001779 | EXP-0317 | SUBCATEGORY | SUB-0317 | 2150 | ACTIVE
QSOR-0001780 | EXP-0318 | SUBCATEGORY | SUB-0318 | 2153 | ACTIVE
QSOR-0001781 | EXP-0319 | SUBCATEGORY | SUB-0319 | 2156 | ACTIVE
QSOR-0001782 | EXP-0319 | SUBCATEGORY | SUB-0319 | 2157 | ACTIVE
QSOR-0001783 | EXP-0319 | SUBCATEGORY | SUB-0319 | 2158 | ACTIVE
QSOR-0001784 | EXP-0319 | SUBCATEGORY | SUB-0319 | 2159 | ACTIVE
QSOR-0001785 | EXP-0319 | SUBCATEGORY | SUB-0319 | 2160 | ACTIVE
QSOR-0001786 | EXP-0319 | SUBCATEGORY | SUB-0319 | 2161 | ACTIVE
QSOR-0001787 | EXP-0319 | SUBCATEGORY | SUB-0319 | 2162 | ACTIVE
QSOR-0001788 | EXP-0319 | SUBCATEGORY | SUB-0319 | 2163 | ACTIVE
QSOR-0001789 | EXP-0319 | SUBCATEGORY | SUB-0319 | 2164 | ACTIVE
QSOR-0001790 | EXP-0320 | SUBCATEGORY | SUB-0320 | 2166 | ACTIVE
QSOR-0001791 | EXP-0320 | SUBCATEGORY | SUB-0320 | 2167 | ACTIVE
QSOR-0001792 | EXP-0320 | SUBCATEGORY | SUB-0320 | 2168 | ACTIVE
QSOR-0001793 | EXP-0320 | SUBCATEGORY | SUB-0320 | 2169 | ACTIVE
QSOR-0001794 | EXP-0320 | SUBCATEGORY | SUB-0320 | 2170 | ACTIVE
QSOR-0001795 | EXP-0321 | SUBCATEGORY | SUB-0321 | 2172 | ACTIVE
QSOR-0001796 | EXP-0321 | SUBCATEGORY | SUB-0321 | 2173 | ACTIVE
QSOR-0001797 | EXP-0321 | SUBCATEGORY | SUB-0321 | 2174 | ACTIVE
QSOR-0001798 | EXP-0321 | SUBCATEGORY | SUB-0321 | 2175 | ACTIVE
QSOR-0001799 | EXP-0321 | SUBCATEGORY | SUB-0321 | 2176 | ACTIVE
QSOR-0001800 | EXP-0321 | SUBCATEGORY | SUB-0321 | 2177 | ACTIVE
QSOR-0001801 | EXP-0322 | SUBCATEGORY | SUB-0322 | 2179 | ACTIVE
QSOR-0001802 | EXP-0322 | SUBCATEGORY | SUB-0322 | 2180 | ACTIVE
QSOR-0001803 | EXP-0322 | SUBCATEGORY | SUB-0322 | 2181 | ACTIVE
QSOR-0001804 | EXP-0322 | SUBCATEGORY | SUB-0322 | 2182 | ACTIVE
QSOR-0001805 | EXP-0322 | SUBCATEGORY | SUB-0322 | 2183 | ACTIVE
QSOR-0001806 | EXP-0322 | SUBCATEGORY | SUB-0322 | 2184 | ACTIVE
QSOR-0001807 | EXP-0322 | SUBCATEGORY | SUB-0322 | 2185 | ACTIVE
QSOR-0001808 | EXP-0322 | SUBCATEGORY | SUB-0322 | 2186 | ACTIVE
QSOR-0001809 | EXP-0322 | SUBCATEGORY | SUB-0322 | 2187 | ACTIVE
QSOR-0001810 | EXP-0323 | SUBCATEGORY | SUB-0323 | 2189 | ACTIVE
QSOR-0001811 | EXP-0323 | SUBCATEGORY | SUB-0323 | 2190 | ACTIVE
QSOR-0001812 | EXP-0323 | SUBCATEGORY | SUB-0323 | 2191 | ACTIVE
QSOR-0001813 | EXP-0323 | SUBCATEGORY | SUB-0323 | 2192 | ACTIVE
QSOR-0001814 | EXP-0323 | SUBCATEGORY | SUB-0323 | 2193 | ACTIVE
QSOR-0001815 | EXP-0323 | SUBCATEGORY | SUB-0323 | 2194 | ACTIVE
QSOR-0001816 | EXP-0323 | SUBCATEGORY | SUB-0323 | 2195 | ACTIVE
QSOR-0001817 | EXP-0323 | SUBCATEGORY | SUB-0323 | 2196 | ACTIVE
QSOR-0001818 | EXP-0323 | SUBCATEGORY | SUB-0323 | 2197 | ACTIVE
QSOR-0001819 | EXP-0324 | SUBCATEGORY | SUB-0324 | 2199 | ACTIVE
QSOR-0001820 | EXP-0324 | SUBCATEGORY | SUB-0324 | 2200 | ACTIVE
QSOR-0001821 | EXP-0324 | SUBCATEGORY | SUB-0324 | 2201 | ACTIVE
QSOR-0001822 | EXP-0324 | SUBCATEGORY | SUB-0324 | 2202 | ACTIVE
QSOR-0001823 | EXP-0324 | SUBCATEGORY | SUB-0324 | 2203 | ACTIVE
QSOR-0001824 | EXP-0324 | SUBCATEGORY | SUB-0324 | 2204 | ACTIVE
QSOR-0001825 | EXP-0324 | SUBCATEGORY | SUB-0324 | 2205 | ACTIVE
QSOR-0001826 | EXP-0324 | SUBCATEGORY | SUB-0324 | 2206 | ACTIVE
QSOR-0001827 | EXP-0324 | SUBCATEGORY | SUB-0324 | 2207 | ACTIVE
QSOR-0001828 | EXP-0325 | SUBCATEGORY | SUB-0325 | 2209 | ACTIVE
QSOR-0001829 | EXP-0325 | SUBCATEGORY | SUB-0325 | 2210 | ACTIVE
QSOR-0001830 | EXP-0325 | SUBCATEGORY | SUB-0325 | 2211 | ACTIVE
QSOR-0001831 | EXP-0325 | SUBCATEGORY | SUB-0325 | 2212 | ACTIVE
QSOR-0001832 | EXP-0325 | SUBCATEGORY | SUB-0325 | 2213 | ACTIVE
QSOR-0001833 | EXP-0325 | SUBCATEGORY | SUB-0325 | 2214 | ACTIVE
QSOR-0001834 | EXP-0325 | SUBCATEGORY | SUB-0325 | 2215 | ACTIVE
QSOR-0001835 | EXP-0325 | SUBCATEGORY | SUB-0325 | 2216 | ACTIVE
QSOR-0001836 | EXP-0325 | SUBCATEGORY | SUB-0325 | 2217 | ACTIVE
QSOR-0001837 | EXP-0326 | SUBCATEGORY | SUB-0326 | 2219 | ACTIVE
QSOR-0001838 | EXP-0326 | SUBCATEGORY | SUB-0326 | 2220 | ACTIVE
QSOR-0001839 | EXP-0326 | SUBCATEGORY | SUB-0326 | 2221 | ACTIVE
QSOR-0001840 | EXP-0326 | SUBCATEGORY | SUB-0326 | 2222 | ACTIVE
QSOR-0001841 | EXP-0326 | SUBCATEGORY | SUB-0326 | 2223 | ACTIVE
QSOR-0001842 | EXP-0326 | SUBCATEGORY | SUB-0326 | 2224 | ACTIVE
QSOR-0001843 | EXP-0326 | SUBCATEGORY | SUB-0326 | 2225 | ACTIVE
QSOR-0001844 | EXP-0327 | SUBCATEGORY | SUB-0327 | 2227 | ACTIVE
QSOR-0001845 | EXP-0327 | SUBCATEGORY | SUB-0327 | 2228 | ACTIVE
QSOR-0001846 | EXP-0327 | SUBCATEGORY | SUB-0327 | 2229 | ACTIVE
QSOR-0001847 | EXP-0327 | SUBCATEGORY | SUB-0327 | 2230 | ACTIVE
QSOR-0001848 | EXP-0327 | SUBCATEGORY | SUB-0327 | 2231 | ACTIVE
QSOR-0001849 | EXP-0327 | SUBCATEGORY | SUB-0327 | 2232 | ACTIVE
QSOR-0001850 | EXP-0328 | SUBCATEGORY | SUB-0328 | 2235 | ACTIVE
QSOR-0001851 | EXP-0328 | SUBCATEGORY | SUB-0328 | 2236 | ACTIVE
QSOR-0001852 | EXP-0328 | SUBCATEGORY | SUB-0328 | 2237 | ACTIVE
QSOR-0001853 | EXP-0328 | SUBCATEGORY | SUB-0328 | 2238 | ACTIVE
QSOR-0001854 | EXP-0328 | SUBCATEGORY | SUB-0328 | 2239 | ACTIVE
QSOR-0001855 | EXP-0328 | SUBCATEGORY | SUB-0328 | 2240 | ACTIVE
QSOR-0001856 | EXP-0328 | SUBCATEGORY | SUB-0328 | 2241 | ACTIVE
QSOR-0001857 | EXP-0328 | SUBCATEGORY | SUB-0328 | 2242 | ACTIVE
QSOR-0001858 | EXP-0328 | SUBCATEGORY | SUB-0328 | 2243 | ACTIVE
QSOR-0001859 | EXP-0328 | SUBCATEGORY | SUB-0328 | 2244 | ACTIVE
QSOR-0001860 | EXP-0328 | SUBCATEGORY | SUB-0328 | 2245 | ACTIVE
QSOR-0001861 | EXP-0328 | SUBCATEGORY | SUB-0328 | 2246 | ACTIVE
QSOR-0001862 | EXP-0328 | SUBCATEGORY | SUB-0328 | 2247 | ACTIVE
QSOR-0001863 | EXP-0328 | SUBCATEGORY | SUB-0328 | 2248 | ACTIVE
QSOR-0001864 | EXP-0328 | SUBCATEGORY | SUB-0328 | 2249 | ACTIVE
QSOR-0001865 | EXP-0328 | SUBCATEGORY | SUB-0328 | 2250 | ACTIVE
QSOR-0001866 | EXP-0328 | SUBCATEGORY | SUB-0328 | 2251 | ACTIVE
QSOR-0001867 | EXP-0328 | SUBCATEGORY | SUB-0328 | 2252 | ACTIVE
QSOR-0001868 | EXP-0328 | SUBCATEGORY | SUB-0328 | 2253 | ACTIVE
QSOR-0001869 | EXP-0329 | SUBCATEGORY | SUB-0329 | 2255 | ACTIVE
QSOR-0001870 | EXP-0329 | SUBCATEGORY | SUB-0329 | 2256 | ACTIVE
QSOR-0001871 | EXP-0329 | SUBCATEGORY | SUB-0329 | 2257 | ACTIVE
QSOR-0001872 | EXP-0329 | SUBCATEGORY | SUB-0329 | 2258 | ACTIVE
QSOR-0001873 | EXP-0329 | SUBCATEGORY | SUB-0329 | 2259 | ACTIVE
QSOR-0001874 | EXP-0329 | SUBCATEGORY | SUB-0329 | 2260 | ACTIVE
QSOR-0001875 | EXP-0329 | SUBCATEGORY | SUB-0329 | 2261 | ACTIVE
QSOR-0001876 | EXP-0329 | SUBCATEGORY | SUB-0329 | 2262 | ACTIVE
QSOR-0001877 | EXP-0329 | SUBCATEGORY | SUB-0329 | 2263 | ACTIVE
QSOR-0001878 | EXP-0329 | SUBCATEGORY | SUB-0329 | 2264 | ACTIVE
QSOR-0001879 | EXP-0329 | SUBCATEGORY | SUB-0329 | 2265 | ACTIVE
QSOR-0001880 | EXP-0329 | SUBCATEGORY | SUB-0329 | 2266 | ACTIVE
QSOR-0001881 | EXP-0329 | SUBCATEGORY | SUB-0329 | 2267 | ACTIVE
QSOR-0001882 | EXP-0329 | SUBCATEGORY | SUB-0329 | 2268 | ACTIVE
QSOR-0001883 | EXP-0329 | SUBCATEGORY | SUB-0329 | 2269 | ACTIVE
QSOR-0001884 | EXP-0329 | SUBCATEGORY | SUB-0329 | 2270 | ACTIVE
QSOR-0001885 | EXP-0329 | SUBCATEGORY | SUB-0329 | 2271 | ACTIVE
QSOR-0001886 | EXP-0329 | SUBCATEGORY | SUB-0329 | 2272 | ACTIVE
QSOR-0001887 | EXP-0329 | SUBCATEGORY | SUB-0329 | 2273 | ACTIVE
QSOR-0001888 | EXP-0330 | SUBCATEGORY | SUB-0330 | 2275 | ACTIVE
QSOR-0001889 | EXP-0330 | SUBCATEGORY | SUB-0330 | 2276 | ACTIVE
QSOR-0001890 | EXP-0330 | SUBCATEGORY | SUB-0330 | 2277 | ACTIVE
QSOR-0001891 | EXP-0330 | SUBCATEGORY | SUB-0330 | 2278 | ACTIVE
QSOR-0001892 | EXP-0330 | SUBCATEGORY | SUB-0330 | 2279 | ACTIVE
QSOR-0001893 | EXP-0330 | SUBCATEGORY | SUB-0330 | 2280 | ACTIVE
QSOR-0001894 | EXP-0330 | SUBCATEGORY | SUB-0330 | 2281 | ACTIVE
QSOR-0001895 | EXP-0330 | SUBCATEGORY | SUB-0330 | 2282 | ACTIVE
QSOR-0001896 | EXP-0330 | SUBCATEGORY | SUB-0330 | 2283 | ACTIVE
QSOR-0001897 | EXP-0330 | SUBCATEGORY | SUB-0330 | 2284 | ACTIVE
QSOR-0001898 | EXP-0330 | SUBCATEGORY | SUB-0330 | 2285 | ACTIVE
QSOR-0001899 | EXP-0330 | SUBCATEGORY | SUB-0330 | 2286 | ACTIVE
QSOR-0001900 | EXP-0330 | SUBCATEGORY | SUB-0330 | 2287 | ACTIVE
QSOR-0001901 | EXP-0330 | SUBCATEGORY | SUB-0330 | 2288 | ACTIVE
QSOR-0001902 | EXP-0330 | SUBCATEGORY | SUB-0330 | 2289 | ACTIVE
QSOR-0001903 | EXP-0330 | SUBCATEGORY | SUB-0330 | 2290 | ACTIVE
QSOR-0001904 | EXP-0330 | SUBCATEGORY | SUB-0330 | 2291 | ACTIVE
QSOR-0001905 | EXP-0330 | SUBCATEGORY | SUB-0330 | 2292 | ACTIVE
QSOR-0001906 | EXP-0330 | SUBCATEGORY | SUB-0330 | 2293 | ACTIVE
QSOR-0001907 | EXP-0331 | SUBCATEGORY | SUB-0331 | 2295 | ACTIVE
QSOR-0001908 | EXP-0331 | SUBCATEGORY | SUB-0331 | 2296 | ACTIVE
QSOR-0001909 | EXP-0331 | SUBCATEGORY | SUB-0331 | 2297 | ACTIVE
QSOR-0001910 | EXP-0331 | SUBCATEGORY | SUB-0331 | 2298 | ACTIVE
QSOR-0001911 | EXP-0331 | SUBCATEGORY | SUB-0331 | 2299 | ACTIVE
QSOR-0001912 | EXP-0331 | SUBCATEGORY | SUB-0331 | 2300 | ACTIVE
QSOR-0001913 | EXP-0331 | SUBCATEGORY | SUB-0331 | 2301 | ACTIVE
QSOR-0001914 | EXP-0331 | SUBCATEGORY | SUB-0331 | 2302 | ACTIVE
QSOR-0001915 | EXP-0331 | SUBCATEGORY | SUB-0331 | 2303 | ACTIVE
QSOR-0001916 | EXP-0331 | SUBCATEGORY | SUB-0331 | 2304 | ACTIVE
QSOR-0001917 | EXP-0331 | SUBCATEGORY | SUB-0331 | 2305 | ACTIVE
QSOR-0001918 | EXP-0331 | SUBCATEGORY | SUB-0331 | 2306 | ACTIVE
QSOR-0001919 | EXP-0331 | SUBCATEGORY | SUB-0331 | 2307 | ACTIVE
QSOR-0001920 | EXP-0331 | SUBCATEGORY | SUB-0331 | 2308 | ACTIVE
QSOR-0001921 | EXP-0331 | SUBCATEGORY | SUB-0331 | 2309 | ACTIVE
QSOR-0001922 | EXP-0331 | SUBCATEGORY | SUB-0331 | 2310 | ACTIVE
QSOR-0001923 | EXP-0331 | SUBCATEGORY | SUB-0331 | 2311 | ACTIVE
QSOR-0001924 | EXP-0331 | SUBCATEGORY | SUB-0331 | 2312 | ACTIVE
QSOR-0001925 | EXP-0331 | SUBCATEGORY | SUB-0331 | 2313 | ACTIVE
QSOR-0001926 | EXP-0332 | SUBCATEGORY | SUB-0332 | 2315 | ACTIVE
QSOR-0001927 | EXP-0332 | SUBCATEGORY | SUB-0332 | 2316 | ACTIVE
QSOR-0001928 | EXP-0332 | SUBCATEGORY | SUB-0332 | 2317 | ACTIVE
QSOR-0001929 | EXP-0332 | SUBCATEGORY | SUB-0332 | 2318 | ACTIVE
QSOR-0001930 | EXP-0332 | SUBCATEGORY | SUB-0332 | 2319 | ACTIVE
QSOR-0001931 | EXP-0332 | SUBCATEGORY | SUB-0332 | 2320 | ACTIVE
QSOR-0001932 | EXP-0332 | SUBCATEGORY | SUB-0332 | 2321 | ACTIVE
QSOR-0001933 | EXP-0332 | SUBCATEGORY | SUB-0332 | 2322 | ACTIVE
QSOR-0001934 | EXP-0332 | SUBCATEGORY | SUB-0332 | 2323 | ACTIVE
QSOR-0001935 | EXP-0332 | SUBCATEGORY | SUB-0332 | 2324 | ACTIVE
QSOR-0001936 | EXP-0332 | SUBCATEGORY | SUB-0332 | 2325 | ACTIVE
QSOR-0001937 | EXP-0332 | SUBCATEGORY | SUB-0332 | 2326 | ACTIVE
QSOR-0001938 | EXP-0332 | SUBCATEGORY | SUB-0332 | 2327 | ACTIVE
QSOR-0001939 | EXP-0332 | SUBCATEGORY | SUB-0332 | 2328 | ACTIVE
QSOR-0001940 | EXP-0332 | SUBCATEGORY | SUB-0332 | 2329 | ACTIVE
QSOR-0001941 | EXP-0332 | SUBCATEGORY | SUB-0332 | 2330 | ACTIVE
QSOR-0001942 | EXP-0332 | SUBCATEGORY | SUB-0332 | 2331 | ACTIVE
QSOR-0001943 | EXP-0332 | SUBCATEGORY | SUB-0332 | 2332 | ACTIVE
QSOR-0001944 | EXP-0332 | SUBCATEGORY | SUB-0332 | 2333 | ACTIVE
QSOR-0001945 | EXP-0333 | SUBCATEGORY | SUB-0333 | 2335 | ACTIVE
QSOR-0001946 | EXP-0333 | SUBCATEGORY | SUB-0333 | 2336 | ACTIVE
QSOR-0001947 | EXP-0333 | SUBCATEGORY | SUB-0333 | 2337 | ACTIVE
QSOR-0001948 | EXP-0333 | SUBCATEGORY | SUB-0333 | 2338 | ACTIVE
QSOR-0001949 | EXP-0333 | SUBCATEGORY | SUB-0333 | 2339 | ACTIVE
QSOR-0001950 | EXP-0333 | SUBCATEGORY | SUB-0333 | 2340 | ACTIVE
QSOR-0001951 | EXP-0333 | SUBCATEGORY | SUB-0333 | 2341 | ACTIVE
QSOR-0001952 | EXP-0333 | SUBCATEGORY | SUB-0333 | 2342 | ACTIVE
QSOR-0001953 | EXP-0333 | SUBCATEGORY | SUB-0333 | 2343 | ACTIVE
QSOR-0001954 | EXP-0333 | SUBCATEGORY | SUB-0333 | 2344 | ACTIVE
QSOR-0001955 | EXP-0333 | SUBCATEGORY | SUB-0333 | 2345 | ACTIVE
QSOR-0001956 | EXP-0333 | SUBCATEGORY | SUB-0333 | 2346 | ACTIVE
QSOR-0001957 | EXP-0334 | SUBCATEGORY | SUB-0334 | 2348 | ACTIVE
QSOR-0001958 | EXP-0334 | SUBCATEGORY | SUB-0334 | 2349 | ACTIVE
QSOR-0001959 | EXP-0334 | SUBCATEGORY | SUB-0334 | 2350 | ACTIVE
QSOR-0001960 | EXP-0334 | SUBCATEGORY | SUB-0334 | 2351 | ACTIVE
QSOR-0001961 | EXP-0334 | SUBCATEGORY | SUB-0334 | 2352 | ACTIVE
QSOR-0001962 | EXP-0334 | SUBCATEGORY | SUB-0334 | 2353 | ACTIVE
QSOR-0001963 | EXP-0334 | SUBCATEGORY | SUB-0334 | 2354 | ACTIVE
QSOR-0001964 | EXP-0334 | SUBCATEGORY | SUB-0334 | 2355 | ACTIVE
QSOR-0001965 | EXP-0334 | SUBCATEGORY | SUB-0334 | 2356 | ACTIVE
QSOR-0001966 | EXP-0334 | SUBCATEGORY | SUB-0334 | 2357 | ACTIVE
QSOR-0001967 | EXP-0334 | SUBCATEGORY | SUB-0334 | 2358 | ACTIVE
QSOR-0001968 | EXP-0334 | SUBCATEGORY | SUB-0334 | 2359 | ACTIVE
QSOR-0001969 | EXP-0335 | SUBCATEGORY | SUB-0335 | 2361 | ACTIVE
QSOR-0001970 | EXP-0335 | SUBCATEGORY | SUB-0335 | 2362 | ACTIVE
QSOR-0001971 | EXP-0335 | SUBCATEGORY | SUB-0335 | 2363 | ACTIVE
QSOR-0001972 | EXP-0335 | SUBCATEGORY | SUB-0335 | 2364 | ACTIVE
QSOR-0001973 | EXP-0335 | SUBCATEGORY | SUB-0335 | 2365 | ACTIVE
QSOR-0001974 | EXP-0335 | SUBCATEGORY | SUB-0335 | 2366 | ACTIVE
QSOR-0001975 | EXP-0335 | SUBCATEGORY | SUB-0335 | 2367 | ACTIVE
QSOR-0001976 | EXP-0335 | SUBCATEGORY | SUB-0335 | 2368 | ACTIVE
QSOR-0001977 | EXP-0335 | SUBCATEGORY | SUB-0335 | 2369 | ACTIVE
QSOR-0001978 | EXP-0335 | SUBCATEGORY | SUB-0335 | 2370 | ACTIVE
QSOR-0001979 | EXP-0335 | SUBCATEGORY | SUB-0335 | 2371 | ACTIVE
QSOR-0001980 | EXP-0335 | SUBCATEGORY | SUB-0335 | 2372 | ACTIVE
QSOR-0001981 | EXP-0336 | SUBCATEGORY | SUB-0336 | 2374 | ACTIVE
QSOR-0001982 | EXP-0336 | SUBCATEGORY | SUB-0336 | 2375 | ACTIVE
QSOR-0001983 | EXP-0336 | SUBCATEGORY | SUB-0336 | 2376 | ACTIVE
QSOR-0001984 | EXP-0336 | SUBCATEGORY | SUB-0336 | 2377 | ACTIVE
QSOR-0001985 | EXP-0336 | SUBCATEGORY | SUB-0336 | 2378 | ACTIVE
QSOR-0001986 | EXP-0336 | SUBCATEGORY | SUB-0336 | 2379 | ACTIVE
QSOR-0001987 | EXP-0336 | SUBCATEGORY | SUB-0336 | 2380 | ACTIVE
QSOR-0001988 | EXP-0336 | SUBCATEGORY | SUB-0336 | 2381 | ACTIVE
QSOR-0001989 | EXP-0336 | SUBCATEGORY | SUB-0336 | 2382 | ACTIVE
QSOR-0001990 | EXP-0336 | SUBCATEGORY | SUB-0336 | 2383 | ACTIVE
QSOR-0001991 | EXP-0336 | SUBCATEGORY | SUB-0336 | 2384 | ACTIVE
QSOR-0001992 | EXP-0336 | SUBCATEGORY | SUB-0336 | 2385 | ACTIVE
QSOR-0001993 | EXP-0337 | SUBCATEGORY | SUB-0337 | 2387 | ACTIVE
QSOR-0001994 | EXP-0337 | SUBCATEGORY | SUB-0337 | 2388 | ACTIVE
QSOR-0001995 | EXP-0337 | SUBCATEGORY | SUB-0337 | 2389 | ACTIVE
QSOR-0001996 | EXP-0337 | SUBCATEGORY | SUB-0337 | 2390 | ACTIVE
QSOR-0001997 | EXP-0337 | SUBCATEGORY | SUB-0337 | 2391 | ACTIVE
QSOR-0001998 | EXP-0337 | SUBCATEGORY | SUB-0337 | 2392 | ACTIVE
QSOR-0001999 | EXP-0337 | SUBCATEGORY | SUB-0337 | 2393 | ACTIVE
QSOR-0002000 | EXP-0337 | SUBCATEGORY | SUB-0337 | 2394 | ACTIVE
QSOR-0002001 | EXP-0337 | SUBCATEGORY | SUB-0337 | 2395 | ACTIVE
QSOR-0002002 | EXP-0337 | SUBCATEGORY | SUB-0337 | 2396 | ACTIVE
QSOR-0002003 | EXP-0337 | SUBCATEGORY | SUB-0337 | 2397 | ACTIVE
QSOR-0002004 | EXP-0337 | SUBCATEGORY | SUB-0337 | 2398 | ACTIVE
QSOR-0002005 | EXP-0338 | SUBCATEGORY | SUB-0338 | 2400 | ACTIVE
QSOR-0002006 | EXP-0338 | SUBCATEGORY | SUB-0338 | 2401 | ACTIVE
QSOR-0002007 | EXP-0338 | SUBCATEGORY | SUB-0338 | 2402 | ACTIVE
QSOR-0002008 | EXP-0338 | SUBCATEGORY | SUB-0338 | 2403 | ACTIVE
QSOR-0002009 | EXP-0338 | SUBCATEGORY | SUB-0338 | 2404 | ACTIVE
QSOR-0002010 | EXP-0338 | SUBCATEGORY | SUB-0338 | 2405 | ACTIVE
QSOR-0002011 | EXP-0338 | SUBCATEGORY | SUB-0338 | 2406 | ACTIVE
QSOR-0002012 | EXP-0338 | SUBCATEGORY | SUB-0338 | 2407 | ACTIVE
QSOR-0002013 | EXP-0339 | SUBCATEGORY | SUB-0339 | 2409 | ACTIVE
QSOR-0002014 | EXP-0339 | SUBCATEGORY | SUB-0339 | 2410 | ACTIVE
QSOR-0002015 | EXP-0339 | SUBCATEGORY | SUB-0339 | 2411 | ACTIVE
QSOR-0002016 | EXP-0339 | SUBCATEGORY | SUB-0339 | 2412 | ACTIVE
QSOR-0002017 | EXP-0339 | SUBCATEGORY | SUB-0339 | 2413 | ACTIVE
QSOR-0002018 | EXP-0339 | SUBCATEGORY | SUB-0339 | 2414 | ACTIVE
QSOR-0002019 | EXP-0339 | SUBCATEGORY | SUB-0339 | 2415 | ACTIVE
QSOR-0002020 | EXP-0339 | SUBCATEGORY | SUB-0339 | 2416 | ACTIVE
QSOR-0002021 | EXP-0339 | SUBCATEGORY | SUB-0339 | 2417 | ACTIVE
QSOR-0002022 | EXP-0340 | SUBCATEGORY | SUB-0340 | 2419 | ACTIVE
QSOR-0002023 | EXP-0340 | SUBCATEGORY | SUB-0340 | 2420 | ACTIVE
QSOR-0002024 | EXP-0340 | SUBCATEGORY | SUB-0340 | 2421 | ACTIVE
QSOR-0002025 | EXP-0340 | SUBCATEGORY | SUB-0340 | 2422 | ACTIVE
QSOR-0002026 | EXP-0340 | SUBCATEGORY | SUB-0340 | 2423 | ACTIVE
QSOR-0002027 | EXP-0340 | SUBCATEGORY | SUB-0340 | 2424 | ACTIVE
QSOR-0002028 | EXP-0340 | SUBCATEGORY | SUB-0340 | 2425 | ACTIVE
QSOR-0002029 | EXP-0340 | SUBCATEGORY | SUB-0340 | 2426 | ACTIVE
QSOR-0002030 | EXP-0341 | SUBCATEGORY | SUB-0341 | 2428 | ACTIVE
QSOR-0002031 | EXP-0341 | SUBCATEGORY | SUB-0341 | 2429 | ACTIVE
QSOR-0002032 | EXP-0341 | SUBCATEGORY | SUB-0341 | 2430 | ACTIVE
QSOR-0002033 | EXP-0341 | SUBCATEGORY | SUB-0341 | 2431 | ACTIVE
QSOR-0002034 | EXP-0341 | SUBCATEGORY | SUB-0341 | 2432 | ACTIVE
QSOR-0002035 | EXP-0342 | SUBCATEGORY | SUB-0342 | 2434 | ACTIVE
QSOR-0002036 | EXP-0342 | SUBCATEGORY | SUB-0342 | 2435 | ACTIVE
QSOR-0002037 | EXP-0342 | SUBCATEGORY | SUB-0342 | 2436 | ACTIVE
QSOR-0002038 | EXP-0342 | SUBCATEGORY | SUB-0342 | 2437 | ACTIVE
QSOR-0002039 | EXP-0342 | SUBCATEGORY | SUB-0342 | 2438 | ACTIVE
QSOR-0002040 | EXP-0342 | SUBCATEGORY | SUB-0342 | 2439 | ACTIVE
QSOR-0002041 | EXP-0342 | SUBCATEGORY | SUB-0342 | 2440 | ACTIVE
QSOR-0002042 | EXP-0342 | SUBCATEGORY | SUB-0342 | 2441 | ACTIVE
QSOR-0002043 | EXP-0343 | SUBCATEGORY | SUB-0343 | 2443 | ACTIVE
QSOR-0002044 | EXP-0343 | SUBCATEGORY | SUB-0343 | 2444 | ACTIVE
QSOR-0002045 | EXP-0343 | SUBCATEGORY | SUB-0343 | 2445 | ACTIVE
QSOR-0002046 | EXP-0343 | SUBCATEGORY | SUB-0343 | 2446 | ACTIVE
QSOR-0002047 | EXP-0343 | SUBCATEGORY | SUB-0343 | 2447 | ACTIVE
QSOR-0002048 | EXP-0343 | SUBCATEGORY | SUB-0343 | 2448 | ACTIVE
QSOR-0002049 | EXP-0343 | SUBCATEGORY | SUB-0343 | 2449 | ACTIVE
QSOR-0002050 | EXP-0343 | SUBCATEGORY | SUB-0343 | 2450 | ACTIVE
QSOR-0002051 | EXP-0343 | SUBCATEGORY | SUB-0343 | 2451 | ACTIVE
QSOR-0002052 | EXP-0343 | SUBCATEGORY | SUB-0343 | 2452 | ACTIVE
QSOR-0002053 | EXP-0344 | SUBCATEGORY | SUB-0344 | 2454 | ACTIVE
QSOR-0002054 | EXP-0344 | SUBCATEGORY | SUB-0344 | 2455 | ACTIVE
QSOR-0002055 | EXP-0344 | SUBCATEGORY | SUB-0344 | 2456 | ACTIVE
QSOR-0002056 | EXP-0345 | SUBCATEGORY | SUB-0345 | 2458 | ACTIVE
QSOR-0002057 | EXP-0345 | SUBCATEGORY | SUB-0345 | 2459 | ACTIVE
QSOR-0002058 | EXP-0345 | SUBCATEGORY | SUB-0345 | 2460 | ACTIVE
QSOR-0002059 | EXP-0346 | SUBCATEGORY | SUB-0346 | 2462 | ACTIVE
QSOR-0002060 | EXP-0346 | SUBCATEGORY | SUB-0346 | 2463 | ACTIVE
QSOR-0002061 | EXP-0346 | SUBCATEGORY | SUB-0346 | 2464 | ACTIVE
QSOR-0002062 | EXP-0347 | SUBCATEGORY | SUB-0347 | 2467 | ACTIVE
QSOR-0002063 | EXP-0347 | SUBCATEGORY | SUB-0347 | 2468 | ACTIVE
QSOR-0002064 | EXP-0347 | SUBCATEGORY | SUB-0347 | 2469 | ACTIVE
QSOR-0002065 | EXP-0347 | SUBCATEGORY | SUB-0347 | 2470 | ACTIVE
QSOR-0002066 | EXP-0347 | SUBCATEGORY | SUB-0347 | 2471 | ACTIVE
QSOR-0002067 | EXP-0348 | SUBCATEGORY | SUB-0348 | 2474 | ACTIVE
QSOR-0002068 | EXP-0348 | SUBCATEGORY | SUB-0348 | 2475 | ACTIVE
QSOR-0002069 | EXP-0348 | SUBCATEGORY | SUB-0348 | 2476 | ACTIVE
QSOR-0002070 | EXP-0349 | SUBCATEGORY | SUB-0349 | 2478 | ACTIVE
QSOR-0002071 | EXP-0349 | SUBCATEGORY | SUB-0349 | 2479 | ACTIVE
QSOR-0002072 | EXP-0349 | SUBCATEGORY | SUB-0349 | 2480 | ACTIVE
QSOR-0002073 | EXP-0350 | SUBCATEGORY | SUB-0350 | 2482 | ACTIVE
QSOR-0002074 | EXP-0350 | SUBCATEGORY | SUB-0350 | 2483 | ACTIVE
QSOR-0002075 | EXP-0350 | SUBCATEGORY | SUB-0350 | 2484 | ACTIVE
QSOR-0002076 | EXP-0350 | SUBCATEGORY | SUB-0350 | 2485 | ACTIVE
QSOR-0002077 | EXP-0351 | SUBCATEGORY | SUB-0351 | 2487 | ACTIVE
QSOR-0002078 | EXP-0351 | SUBCATEGORY | SUB-0351 | 2488 | ACTIVE
QSOR-0002079 | EXP-0351 | SUBCATEGORY | SUB-0351 | 2489 | ACTIVE
QSOR-0002080 | EXP-0352 | SUBCATEGORY | SUB-0352 | 2491 | ACTIVE
QSOR-0002081 | EXP-0352 | SUBCATEGORY | SUB-0352 | 2492 | ACTIVE
QSOR-0002082 | EXP-0352 | SUBCATEGORY | SUB-0352 | 2493 | ACTIVE
QSOR-0002083 | EXP-0352 | SUBCATEGORY | SUB-0352 | 2494 | ACTIVE
QSOR-0002084 | EXP-0353 | SUBCATEGORY | SUB-0353 | 2496 | ACTIVE
QSOR-0002085 | EXP-0353 | SUBCATEGORY | SUB-0353 | 2497 | ACTIVE
QSOR-0002086 | EXP-0353 | SUBCATEGORY | SUB-0353 | 2498 | ACTIVE
QSOR-0002087 | EXP-0353 | SUBCATEGORY | SUB-0353 | 2499 | ACTIVE
QSOR-0002088 | EXP-0354 | SUBCATEGORY | SUB-0354 | 2502 | ACTIVE
QSOR-0002089 | EXP-0354 | SUBCATEGORY | SUB-0354 | 2503 | ACTIVE
QSOR-0002090 | EXP-0354 | SUBCATEGORY | SUB-0354 | 2504 | ACTIVE
QSOR-0002091 | EXP-0355 | SUBCATEGORY | SUB-0355 | 2506 | ACTIVE
QSOR-0002092 | EXP-0355 | SUBCATEGORY | SUB-0355 | 2507 | ACTIVE
QSOR-0002093 | EXP-0355 | SUBCATEGORY | SUB-0355 | 2508 | ACTIVE
QSOR-0002094 | EXP-0356 | SUBCATEGORY | SUB-0356 | 2511 | ACTIVE
QSOR-0002095 | EXP-0356 | SUBCATEGORY | SUB-0356 | 2512 | ACTIVE
QSOR-0002096 | EXP-0356 | SUBCATEGORY | SUB-0356 | 2513 | ACTIVE
QSOR-0002097 | EXP-0356 | SUBCATEGORY | SUB-0356 | 2514 | ACTIVE
QSOR-0002098 | EXP-0357 | SUBCATEGORY | SUB-0357 | 2517 | ACTIVE
QSOR-0002099 | EXP-0357 | SUBCATEGORY | SUB-0357 | 2518 | ACTIVE
QSOR-0002100 | EXP-0357 | SUBCATEGORY | SUB-0357 | 2519 | ACTIVE
QSOR-0002101 | EXP-0358 | SUBCATEGORY | SUB-0358 | 2521 | ACTIVE
QSOR-0002102 | EXP-0358 | SUBCATEGORY | SUB-0358 | 2522 | ACTIVE
QSOR-0002103 | EXP-0359 | SUBCATEGORY | SUB-0359 | 2524 | ACTIVE
QSOR-0002104 | EXP-0359 | SUBCATEGORY | SUB-0359 | 2525 | ACTIVE
QSOR-0002105 | EXP-0360 | SUBCATEGORY | SUB-0360 | 2527 | ACTIVE
QSOR-0002106 | EXP-0360 | SUBCATEGORY | SUB-0360 | 2528 | ACTIVE
QSOR-0002107 | EXP-0360 | SUBCATEGORY | SUB-0360 | 2529 | ACTIVE
QSOR-0002108 | EXP-0361 | SUBCATEGORY | SUB-0361 | 2531 | ACTIVE
QSOR-0002109 | EXP-0362 | SUBCATEGORY | SUB-0362 | 2533 | ACTIVE
QSOR-0002110 | EXP-0363 | SUBCATEGORY | SUB-0363 | 2536 | ACTIVE
QSOR-0002111 | EXP-0363 | SUBCATEGORY | SUB-0363 | 2537 | ACTIVE
QSOR-0002112 | EXP-0363 | SUBCATEGORY | SUB-0363 | 2538 | ACTIVE
QSOR-0002113 | EXP-0364 | SUBCATEGORY | SUB-0364 | 2540 | ACTIVE
QSOR-0002114 | EXP-0364 | SUBCATEGORY | SUB-0364 | 2541 | ACTIVE
QSOR-0002115 | EXP-0364 | SUBCATEGORY | SUB-0364 | 2542 | ACTIVE
QSOR-0002116 | EXP-0365 | SUBCATEGORY | SUB-0365 | 2544 | ACTIVE
QSOR-0002117 | EXP-0365 | SUBCATEGORY | SUB-0365 | 2545 | ACTIVE
QSOR-0002118 | EXP-0365 | SUBCATEGORY | SUB-0365 | 2546 | ACTIVE
QSOR-0002119 | EXP-0366 | SUBCATEGORY | SUB-0366 | 2548 | ACTIVE
QSOR-0002120 | EXP-0366 | SUBCATEGORY | SUB-0366 | 2549 | ACTIVE
QSOR-0002121 | EXP-0366 | SUBCATEGORY | SUB-0366 | 2550 | ACTIVE
QSOR-0002122 | EXP-0367 | SUBCATEGORY | SUB-0367 | 2552 | ACTIVE
QSOR-0002123 | EXP-0367 | SUBCATEGORY | SUB-0367 | 2553 | ACTIVE
QSOR-0002124 | EXP-0368 | SUBCATEGORY | SUB-0368 | 2555 | ACTIVE
QSOR-0002125 | EXP-0368 | SUBCATEGORY | SUB-0368 | 2556 | ACTIVE
QSOR-0002126 | EXP-0369 | SUBCATEGORY | SUB-0369 | 2559 | ACTIVE
QSOR-0002127 | EXP-0369 | SUBCATEGORY | SUB-0369 | 2560 | ACTIVE
QSOR-0002128 | EXP-0369 | SUBCATEGORY | SUB-0369 | 2561 | ACTIVE
QSOR-0002129 | EXP-0369 | SUBCATEGORY | SUB-0369 | 2562 | ACTIVE
QSOR-0002130 | EXP-0369 | SUBCATEGORY | SUB-0369 | 2563 | ACTIVE
QSOR-0002131 | EXP-0369 | SUBCATEGORY | SUB-0369 | 2564 | ACTIVE
QSOR-0002132 | EXP-0369 | SUBCATEGORY | SUB-0369 | 2565 | ACTIVE
QSOR-0002133 | EXP-0369 | SUBCATEGORY | SUB-0369 | 2566 | ACTIVE
QSOR-0002134 | EXP-0369 | SUBCATEGORY | SUB-0369 | 2567 | ACTIVE
QSOR-0002135 | EXP-0369 | SUBCATEGORY | SUB-0369 | 2568 | ACTIVE
QSOR-0002136 | EXP-0369 | SUBCATEGORY | SUB-0369 | 2569 | ACTIVE
QSOR-0002137 | EXP-0369 | SUBCATEGORY | SUB-0369 | 2570 | ACTIVE
QSOR-0002138 | EXP-0369 | SUBCATEGORY | SUB-0369 | 2571 | ACTIVE
QSOR-0002139 | EXP-0369 | SUBCATEGORY | SUB-0369 | 2572 | ACTIVE
QSOR-0002140 | EXP-0369 | SUBCATEGORY | SUB-0369 | 2573 | ACTIVE
QSOR-0002141 | EXP-0369 | SUBCATEGORY | SUB-0369 | 2574 | ACTIVE
QSOR-0002142 | EXP-0369 | SUBCATEGORY | SUB-0369 | 2575 | ACTIVE
QSOR-0002143 | EXP-0369 | SUBCATEGORY | SUB-0369 | 2576 | ACTIVE
QSOR-0002144 | EXP-0369 | SUBCATEGORY | SUB-0369 | 2577 | ACTIVE
QSOR-0002145 | EXP-0369 | SUBCATEGORY | SUB-0369 | 2578 | ACTIVE
QSOR-0002146 | EXP-0369 | SUBCATEGORY | SUB-0369 | 2579 | ACTIVE
QSOR-0002147 | EXP-0369 | SUBCATEGORY | SUB-0369 | 2580 | ACTIVE
QSOR-0002148 | EXP-0369 | SUBCATEGORY | SUB-0369 | 2581 | ACTIVE
QSOR-0002149 | EXP-0369 | SUBCATEGORY | SUB-0369 | 2582 | ACTIVE
QSOR-0002150 | EXP-0369 | SUBCATEGORY | SUB-0369 | 2583 | ACTIVE
QSOR-0002151 | EXP-0369 | SUBCATEGORY | SUB-0369 | 2584 | ACTIVE
QSOR-0002152 | EXP-0370 | SUBCATEGORY | SUB-0370 | 2587 | ACTIVE
QSOR-0002153 | EXP-0370 | SUBCATEGORY | SUB-0370 | 2588 | ACTIVE
QSOR-0002154 | EXP-0370 | SUBCATEGORY | SUB-0370 | 2589 | ACTIVE
QSOR-0002155 | EXP-0371 | SUBCATEGORY | SUB-0371 | 2591 | ACTIVE
QSOR-0002156 | EXP-0371 | SUBCATEGORY | SUB-0371 | 2592 | ACTIVE
QSOR-0002157 | EXP-0371 | SUBCATEGORY | SUB-0371 | 2593 | ACTIVE
QSOR-0002158 | EXP-0372 | SUBCATEGORY | SUB-0372 | 2595 | ACTIVE
QSOR-0002159 | EXP-0372 | SUBCATEGORY | SUB-0372 | 2596 | ACTIVE
QSOR-0002160 | EXP-0372 | SUBCATEGORY | SUB-0372 | 2597 | ACTIVE
QSOR-0002161 | EXP-0373 | SUBCATEGORY | SUB-0373 | 2599 | ACTIVE
QSOR-0002162 | EXP-0373 | SUBCATEGORY | SUB-0373 | 2600 | ACTIVE
QSOR-0002163 | EXP-0373 | SUBCATEGORY | SUB-0373 | 2601 | ACTIVE
QSOR-0002164 | EXP-0374 | SUBCATEGORY | SUB-0374 | 2603 | ACTIVE
QSOR-0002165 | EXP-0374 | SUBCATEGORY | SUB-0374 | 2604 | ACTIVE
QSOR-0002166 | EXP-0374 | SUBCATEGORY | SUB-0374 | 2605 | ACTIVE
QSOR-0002167 | EXP-0375 | SUBCATEGORY | SUB-0375 | 2607 | ACTIVE
QSOR-0002168 | EXP-0375 | SUBCATEGORY | SUB-0375 | 2608 | ACTIVE
QSOR-0002169 | EXP-0376 | SUBCATEGORY | SUB-0376 | 2610 | ACTIVE
QSOR-0002170 | EXP-0376 | SUBCATEGORY | SUB-0376 | 2611 | ACTIVE
QSOR-0002171 | EXP-0376 | SUBCATEGORY | SUB-0376 | 2612 | ACTIVE
QSOR-0002172 | EXP-0376 | SUBCATEGORY | SUB-0376 | 2613 | ACTIVE
QSOR-0002173 | EXP-0377 | SUBCATEGORY | SUB-0377 | 2616 | ACTIVE
QSOR-0002174 | EXP-0377 | SUBCATEGORY | SUB-0377 | 2617 | ACTIVE
QSOR-0002175 | EXP-0377 | SUBCATEGORY | SUB-0377 | 2618 | ACTIVE
QSOR-0002176 | EXP-0378 | SUBCATEGORY | SUB-0378 | 2620 | ACTIVE
QSOR-0002177 | EXP-0378 | SUBCATEGORY | SUB-0378 | 2621 | ACTIVE
QSOR-0002178 | EXP-0378 | SUBCATEGORY | SUB-0378 | 2622 | ACTIVE
QSOR-0002179 | EXP-0379 | SUBCATEGORY | SUB-0379 | 2624 | ACTIVE
QSOR-0002180 | EXP-0379 | SUBCATEGORY | SUB-0379 | 2625 | ACTIVE
QSOR-0002181 | EXP-0379 | SUBCATEGORY | SUB-0379 | 2626 | ACTIVE
QSOR-0002182 | EXP-0380 | SUBCATEGORY | SUB-0380 | 2628 | ACTIVE
QSOR-0002183 | EXP-0380 | SUBCATEGORY | SUB-0380 | 2629 | ACTIVE
QSOR-0002184 | EXP-0381 | SUBCATEGORY | SUB-0381 | 2631 | ACTIVE
QSOR-0002185 | EXP-0381 | SUBCATEGORY | SUB-0381 | 2632 | ACTIVE
QSOR-0002186 | EXP-0381 | SUBCATEGORY | SUB-0381 | 2633 | ACTIVE
QSOR-0002187 | EXP-0382 | SUBCATEGORY | SUB-0382 | 2636 | ACTIVE
QSOR-0002188 | EXP-0382 | SUBCATEGORY | SUB-0382 | 2637 | ACTIVE
QSOR-0002189 | EXP-0382 | SUBCATEGORY | SUB-0382 | 2638 | ACTIVE
QSOR-0002190 | EXP-0382 | SUBCATEGORY | SUB-0382 | 2639 | ACTIVE
QSOR-0002191 | EXP-0383 | SUBCATEGORY | SUB-0383 | 2641 | ACTIVE
QSOR-0002192 | EXP-0383 | SUBCATEGORY | SUB-0383 | 2642 | ACTIVE
QSOR-0002193 | EXP-0384 | SUBCATEGORY | SUB-0384 | 2644 | ACTIVE
QSOR-0002194 | EXP-0384 | SUBCATEGORY | SUB-0384 | 2645 | ACTIVE
QSOR-0002195 | EXP-0385 | SUBCATEGORY | SUB-0385 | 2647 | ACTIVE
QSOR-0002196 | EXP-0386 | SUBCATEGORY | SUB-0386 | 2649 | ACTIVE
QSOR-0002197 | EXP-0387 | SUBCATEGORY | SUB-0387 | 2653 | ACTIVE
QSOR-0002198 | EXP-0387 | SUBCATEGORY | SUB-0387 | 2654 | ACTIVE
QSOR-0002199 | EXP-0387 | SUBCATEGORY | SUB-0387 | 2655 | ACTIVE
QSOR-0002200 | EXP-0387 | SUBCATEGORY | SUB-0387 | 2656 | ACTIVE
QSOR-0002201 | EXP-0387 | SUBCATEGORY | SUB-0387 | 2657 | ACTIVE
QSOR-0002202 | EXP-0387 | SUBCATEGORY | SUB-0387 | 2658 | ACTIVE
QSOR-0002203 | EXP-0387 | SUBCATEGORY | SUB-0387 | 2659 | ACTIVE
QSOR-0002204 | EXP-0387 | SUBCATEGORY | SUB-0387 | 2660 | ACTIVE
QSOR-0002205 | EXP-0387 | SUBCATEGORY | SUB-0387 | 2661 | ACTIVE
QSOR-0002206 | EXP-0387 | SUBCATEGORY | SUB-0387 | 2662 | ACTIVE
QSOR-0002207 | EXP-0388 | SUBCATEGORY | SUB-0388 | 2665 | ACTIVE
QSOR-0002208 | EXP-0388 | SUBCATEGORY | SUB-0388 | 2666 | ACTIVE
QSOR-0002209 | EXP-0388 | SUBCATEGORY | SUB-0388 | 2667 | ACTIVE
QSOR-0002210 | EXP-0388 | SUBCATEGORY | SUB-0388 | 2668 | ACTIVE
QSOR-0002211 | EXP-0388 | SUBCATEGORY | SUB-0388 | 2669 | ACTIVE
QSOR-0002212 | EXP-0389 | SUBCATEGORY | SUB-0389 | 2671 | ACTIVE
QSOR-0002213 | EXP-0389 | SUBCATEGORY | SUB-0389 | 2672 | ACTIVE
QSOR-0002214 | EXP-0389 | SUBCATEGORY | SUB-0389 | 2673 | ACTIVE
QSOR-0002215 | EXP-0390 | SUBCATEGORY | SUB-0390 | 2676 | ACTIVE
QSOR-0002216 | EXP-0390 | SUBCATEGORY | SUB-0390 | 2677 | ACTIVE
QSOR-0002217 | EXP-0390 | SUBCATEGORY | SUB-0390 | 2678 | ACTIVE
QSOR-0002218 | EXP-0391 | SUBCATEGORY | SUB-0391 | 2680 | ACTIVE
QSOR-0002219 | EXP-0391 | SUBCATEGORY | SUB-0391 | 2681 | ACTIVE
QSOR-0002220 | EXP-0392 | SUBCATEGORY | SUB-0392 | 2684 | ACTIVE
QSOR-0002221 | EXP-0392 | SUBCATEGORY | SUB-0392 | 2685 | ACTIVE
QSOR-0002222 | EXP-0392 | SUBCATEGORY | SUB-0392 | 2686 | ACTIVE
QSOR-0002223 | EXP-0392 | SUBCATEGORY | SUB-0392 | 2687 | ACTIVE
QSOR-0002224 | EXP-0392 | SUBCATEGORY | SUB-0392 | 2688 | ACTIVE
QSOR-0002225 | EXP-0393 | SUBCATEGORY | SUB-0393 | 2690 | ACTIVE
QSOR-0002226 | EXP-0393 | SUBCATEGORY | SUB-0393 | 2691 | ACTIVE
QSOR-0002227 | EXP-0393 | SUBCATEGORY | SUB-0393 | 2692 | ACTIVE
QSOR-0002228 | EXP-0393 | SUBCATEGORY | SUB-0393 | 2693 | ACTIVE
QSOR-0002229 | EXP-0393 | SUBCATEGORY | SUB-0393 | 2694 | ACTIVE
QSOR-0002230 | EXP-0394 | SUBCATEGORY | SUB-0394 | 2696 | ACTIVE
QSOR-0002231 | EXP-0394 | SUBCATEGORY | SUB-0394 | 2697 | ACTIVE
QSOR-0002232 | EXP-0394 | SUBCATEGORY | SUB-0394 | 2698 | ACTIVE
QSOR-0002233 | EXP-0395 | SUBCATEGORY | SUB-0395 | 2701 | ACTIVE
QSOR-0002234 | EXP-0395 | SUBCATEGORY | SUB-0395 | 2702 | ACTIVE
QSOR-0002235 | EXP-0395 | SUBCATEGORY | SUB-0395 | 2703 | ACTIVE
QSOR-0002236 | EXP-0395 | SUBCATEGORY | SUB-0395 | 2704 | ACTIVE
QSOR-0002237 | EXP-0395 | SUBCATEGORY | SUB-0395 | 2705 | ACTIVE
QSOR-0002238 | EXP-0395 | SUBCATEGORY | SUB-0395 | 2706 | ACTIVE
QSOR-0002239 | EXP-0396 | SUBCATEGORY | SUB-0396 | 2709 | ACTIVE
QSOR-0002240 | EXP-0396 | SUBCATEGORY | SUB-0396 | 2710 | ACTIVE
QSOR-0002241 | EXP-0396 | SUBCATEGORY | SUB-0396 | 2711 | ACTIVE
QSOR-0002242 | EXP-0397 | SUBCATEGORY | SUB-0397 | 2713 | ACTIVE
QSOR-0002243 | EXP-0397 | SUBCATEGORY | SUB-0397 | 2714 | ACTIVE
QSOR-0002244 | EXP-0397 | SUBCATEGORY | SUB-0397 | 2715 | ACTIVE
QSOR-0002245 | EXP-0398 | SUBCATEGORY | SUB-0398 | 2718 | ACTIVE
QSOR-0002246 | EXP-0398 | SUBCATEGORY | SUB-0398 | 2719 | ACTIVE
QSOR-0002247 | EXP-0398 | SUBCATEGORY | SUB-0398 | 2720 | ACTIVE
QSOR-0002248 | EXP-0398 | SUBCATEGORY | SUB-0398 | 2721 | ACTIVE
QSOR-0002249 | EXP-0399 | SUBCATEGORY | SUB-0399 | 2724 | ACTIVE
QSOR-0002250 | EXP-0399 | SUBCATEGORY | SUB-0399 | 2725 | ACTIVE
QSOR-0002251 | EXP-0399 | SUBCATEGORY | SUB-0399 | 2726 | ACTIVE
QSOR-0002252 | EXP-0400 | SUBCATEGORY | SUB-0400 | 2729 | ACTIVE
QSOR-0002253 | EXP-0400 | SUBCATEGORY | SUB-0400 | 2730 | ACTIVE
QSOR-0002254 | EXP-0400 | SUBCATEGORY | SUB-0400 | 2731 | ACTIVE
QSOR-0002255 | EXP-0400 | SUBCATEGORY | SUB-0400 | 2732 | ACTIVE
QSOR-0002256 | EXP-0400 | SUBCATEGORY | SUB-0400 | 2733 | ACTIVE
QSOR-0002257 | EXP-0401 | SUBCATEGORY | SUB-0401 | 2735 | ACTIVE
QSOR-0002258 | EXP-0401 | SUBCATEGORY | SUB-0401 | 2736 | ACTIVE
QSOR-0002259 | EXP-0401 | SUBCATEGORY | SUB-0401 | 2737 | ACTIVE
QSOR-0002260 | EXP-0401 | SUBCATEGORY | SUB-0401 | 2738 | ACTIVE
QSOR-0002261 | EXP-0402 | SUBCATEGORY | SUB-0402 | 2740 | ACTIVE
QSOR-0002262 | EXP-0402 | SUBCATEGORY | SUB-0402 | 2741 | ACTIVE
QSOR-0002263 | EXP-0402 | SUBCATEGORY | SUB-0402 | 2742 | ACTIVE
QSOR-0002264 | EXP-0402 | SUBCATEGORY | SUB-0402 | 2743 | ACTIVE
QSOR-0002265 | EXP-0403 | SUBCATEGORY | SUB-0403 | 2745 | ACTIVE
QSOR-0002266 | EXP-0403 | SUBCATEGORY | SUB-0403 | 2746 | ACTIVE
QSOR-0002267 | EXP-0404 | SUBCATEGORY | SUB-0404 | 2748 | ACTIVE
QSOR-0002268 | EXP-0404 | SUBCATEGORY | SUB-0404 | 2749 | ACTIVE
QSOR-0002269 | EXP-0404 | SUBCATEGORY | SUB-0404 | 2750 | ACTIVE
QSOR-0002270 | EXP-0405 | SUBCATEGORY | SUB-0405 | 2752 | ACTIVE
QSOR-0002271 | EXP-0405 | SUBCATEGORY | SUB-0405 | 2753 | ACTIVE
QSOR-0002272 | EXP-0405 | SUBCATEGORY | SUB-0405 | 2754 | ACTIVE
QSOR-0002273 | EXP-0406 | SUBCATEGORY | SUB-0406 | 2757 | ACTIVE
QSOR-0002274 | EXP-0406 | SUBCATEGORY | SUB-0406 | 2758 | ACTIVE
QSOR-0002275 | EXP-0406 | SUBCATEGORY | SUB-0406 | 2759 | ACTIVE
QSOR-0002276 | EXP-0406 | SUBCATEGORY | SUB-0406 | 2760 | ACTIVE
QSOR-0002277 | EXP-0406 | SUBCATEGORY | SUB-0406 | 2761 | ACTIVE
QSOR-0002278 | EXP-0407 | SUBCATEGORY | SUB-0407 | 2763 | ACTIVE
QSOR-0002279 | EXP-0407 | SUBCATEGORY | SUB-0407 | 2764 | ACTIVE
QSOR-0002280 | EXP-0407 | SUBCATEGORY | SUB-0407 | 2765 | ACTIVE
QSOR-0002281 | EXP-0407 | SUBCATEGORY | SUB-0407 | 2766 | ACTIVE
QSOR-0002282 | EXP-0407 | SUBCATEGORY | SUB-0407 | 2767 | ACTIVE
QSOR-0002283 | EXP-0407 | SUBCATEGORY | SUB-0407 | 2768 | ACTIVE
QSOR-0002284 | EXP-0408 | SUBCATEGORY | SUB-0408 | 2770 | ACTIVE
QSOR-0002285 | EXP-0408 | SUBCATEGORY | SUB-0408 | 2771 | ACTIVE
QSOR-0002286 | EXP-0408 | SUBCATEGORY | SUB-0408 | 2772 | ACTIVE
QSOR-0002287 | EXP-0409 | SUBCATEGORY | SUB-0409 | 2774 | ACTIVE
QSOR-0002288 | EXP-0409 | SUBCATEGORY | SUB-0409 | 2775 | ACTIVE
QSOR-0002289 | EXP-0409 | SUBCATEGORY | SUB-0409 | 2776 | ACTIVE
QSOR-0002290 | EXP-0410 | SUBCATEGORY | SUB-0410 | 2778 | ACTIVE
QSOR-0002291 | EXP-0410 | SUBCATEGORY | SUB-0410 | 2779 | ACTIVE
QSOR-0002292 | EXP-0410 | SUBCATEGORY | SUB-0410 | 2780 | ACTIVE
QSOR-0002293 | EXP-0410 | SUBCATEGORY | SUB-0410 | 2781 | ACTIVE
QSOR-0002294 | EXP-0411 | SUBCATEGORY | SUB-0411 | 2783 | ACTIVE
QSOR-0002295 | EXP-0411 | SUBCATEGORY | SUB-0411 | 2784 | ACTIVE
QSOR-0002296 | EXP-0411 | SUBCATEGORY | SUB-0411 | 2785 | ACTIVE
QSOR-0002297 | EXP-0411 | SUBCATEGORY | SUB-0411 | 2786 | ACTIVE
QSOR-0002298 | EXP-0412 | SUBCATEGORY | SUB-0412 | 2788 | ACTIVE
QSOR-0002299 | EXP-0412 | SUBCATEGORY | SUB-0412 | 2789 | ACTIVE
QSOR-0002300 | EXP-0412 | SUBCATEGORY | SUB-0412 | 2790 | ACTIVE
QSOR-0002301 | EXP-0412 | SUBCATEGORY | SUB-0412 | 2791 | ACTIVE
QSOR-0002303 | EXP-0413 | SUBCATEGORY | SUB-0413 | 2793 | ACTIVE
QSOR-0002304 | EXP-0413 | SUBCATEGORY | SUB-0413 | 2794 | ACTIVE
QSOR-0002305 | EXP-0413 | SUBCATEGORY | SUB-0413 | 2795 | ACTIVE
QSOR-0002306 | EXP-0413 | SUBCATEGORY | SUB-0413 | 2796 | ACTIVE
QSOR-0002308 | EXP-0414 | SUBCATEGORY | SUB-0414 | 2798 | ACTIVE
QSOR-0002309 | EXP-0414 | SUBCATEGORY | SUB-0414 | 2799 | ACTIVE
QSOR-0002310 | EXP-0414 | SUBCATEGORY | SUB-0414 | 2800 | ACTIVE
QSOR-0002311 | EXP-0414 | SUBCATEGORY | SUB-0414 | 2801 | ACTIVE
QSOR-0002312 | EXP-0414 | SUBCATEGORY | SUB-0414 | 2802 | ACTIVE
QSOR-0002313 | EXP-0414 | SUBCATEGORY | SUB-0414 | 2803 | ACTIVE
QSOR-0002314 | EXP-0414 | SUBCATEGORY | SUB-0414 | 2804 | ACTIVE
QSOR-0002316 | EXP-0415 | SUBCATEGORY | SUB-0415 | 2807 | ACTIVE
QSOR-0002317 | EXP-0415 | SUBCATEGORY | SUB-0415 | 2808 | ACTIVE
QSOR-0002318 | EXP-0415 | SUBCATEGORY | SUB-0415 | 2809 | ACTIVE
QSOR-0002319 | EXP-0415 | SUBCATEGORY | SUB-0415 | 2810 | ACTIVE
QSOR-0002320 | EXP-0415 | SUBCATEGORY | SUB-0415 | 2811 | ACTIVE
QSOR-0002321 | EXP-0415 | SUBCATEGORY | SUB-0415 | 2812 | ACTIVE
QSOR-0002322 | EXP-0416 | SUBCATEGORY | SUB-0416 | 2814 | ACTIVE
QSOR-0002323 | EXP-0416 | SUBCATEGORY | SUB-0416 | 2815 | ACTIVE
QSOR-0002324 | EXP-0416 | SUBCATEGORY | SUB-0416 | 2816 | ACTIVE
QSOR-0002325 | EXP-0416 | SUBCATEGORY | SUB-0416 | 2817 | ACTIVE
QSOR-0002326 | EXP-0416 | SUBCATEGORY | SUB-0416 | 2818 | ACTIVE
QSOR-0002327 | EXP-0416 | SUBCATEGORY | SUB-0416 | 2819 | ACTIVE
QSOR-0002328 | EXP-0417 | SUBCATEGORY | SUB-0417 | 2821 | ACTIVE
QSOR-0002329 | EXP-0417 | SUBCATEGORY | SUB-0417 | 2822 | ACTIVE
QSOR-0002330 | EXP-0418 | SUBCATEGORY | SUB-0418 | 2825 | ACTIVE
QSOR-0002331 | EXP-0418 | SUBCATEGORY | SUB-0418 | 2826 | ACTIVE
QSOR-0002332 | EXP-0418 | SUBCATEGORY | SUB-0418 | 2827 | ACTIVE
QSOR-0002333 | EXP-0419 | SUBCATEGORY | SUB-0419 | 2830 | ACTIVE
QSOR-0002334 | EXP-0419 | SUBCATEGORY | SUB-0419 | 2831 | ACTIVE
QSOR-0002335 | EXP-0419 | SUBCATEGORY | SUB-0419 | 2832 | ACTIVE
QSOR-0002336 | EXP-0419 | SUBCATEGORY | SUB-0419 | 2833 | ACTIVE
QSOR-0002337 | EXP-0419 | SUBCATEGORY | SUB-0419 | 2834 | ACTIVE
QSOR-0002338 | EXP-0419 | SUBCATEGORY | SUB-0419 | 2835 | ACTIVE
QSOR-0002339 | EXP-0419 | SUBCATEGORY | SUB-0419 | 2836 | ACTIVE
QSOR-0002340 | EXP-0420 | SUBCATEGORY | SUB-0420 | 2838 | ACTIVE
QSOR-0002341 | EXP-0420 | SUBCATEGORY | SUB-0420 | 2839 | ACTIVE
QSOR-0002342 | EXP-0420 | SUBCATEGORY | SUB-0420 | 2840 | ACTIVE
QSOR-0002343 | EXP-0420 | SUBCATEGORY | SUB-0420 | 2841 | ACTIVE
QSOR-0002344 | EXP-0421 | SUBCATEGORY | SUB-0421 | 2843 | ACTIVE
QSOR-0002345 | EXP-0421 | SUBCATEGORY | SUB-0421 | 2844 | ACTIVE
QSOR-0002346 | EXP-0421 | SUBCATEGORY | SUB-0421 | 2845 | ACTIVE
QSOR-0002347 | EXP-0421 | SUBCATEGORY | SUB-0421 | 2846 | ACTIVE
QSOR-0002348 | EXP-0422 | SUBCATEGORY | SUB-0422 | 2849 | ACTIVE
QSOR-0002349 | EXP-0422 | SUBCATEGORY | SUB-0422 | 2850 | ACTIVE
QSOR-0002350 | EXP-0422 | SUBCATEGORY | SUB-0422 | 2851 | ACTIVE
QSOR-0002351 | EXP-0422 | SUBCATEGORY | SUB-0422 | 2852 | ACTIVE
QSOR-0002352 | EXP-0423 | SUBCATEGORY | SUB-0423 | 2855 | ACTIVE
QSOR-0002353 | EXP-0423 | SUBCATEGORY | SUB-0423 | 2856 | ACTIVE
QSOR-0002354 | EXP-0423 | SUBCATEGORY | SUB-0423 | 2857 | ACTIVE
QSOR-0002355 | EXP-0423 | SUBCATEGORY | SUB-0423 | 2858 | ACTIVE
QSOR-0002356 | EXP-0424 | SUBCATEGORY | SUB-0424 | 2860 | ACTIVE
QSOR-0002357 | EXP-0424 | SUBCATEGORY | SUB-0424 | 2861 | ACTIVE
QSOR-0002358 | EXP-0424 | SUBCATEGORY | SUB-0424 | 2862 | ACTIVE
QSOR-0002359 | EXP-0425 | SUBCATEGORY | SUB-0425 | 2864 | ACTIVE
QSOR-0002360 | EXP-0425 | SUBCATEGORY | SUB-0425 | 2865 | ACTIVE
QSOR-0002361 | EXP-0425 | SUBCATEGORY | SUB-0425 | 2866 | ACTIVE
QSOR-0002362 | EXP-0426 | SUBCATEGORY | SUB-0426 | 2869 | ACTIVE
QSOR-0002363 | EXP-0426 | SUBCATEGORY | SUB-0426 | 2870 | ACTIVE
QSOR-0002364 | EXP-0427 | SUBCATEGORY | SUB-0427 | 2872 | ACTIVE
QSOR-0002365 | EXP-0427 | SUBCATEGORY | SUB-0427 | 2873 | ACTIVE
QSOR-0002366 | EXP-0428 | SUBCATEGORY | SUB-0428 | 2875 | ACTIVE
QSOR-0002367 | EXP-0428 | SUBCATEGORY | SUB-0428 | 2876 | ACTIVE
QSOR-0002368 | EXP-0429 | SUBCATEGORY | SUB-0429 | 2878 | ACTIVE
QSOR-0002369 | EXP-0429 | SUBCATEGORY | SUB-0429 | 2879 | ACTIVE
QSOR-0002370 | EXP-0430 | SUBCATEGORY | SUB-0430 | 2881 | ACTIVE
QSOR-0002371 | EXP-0430 | SUBCATEGORY | SUB-0430 | 2882 | ACTIVE
QSOR-0002372 | EXP-0431 | SUBCATEGORY | SUB-0431 | 2884 | ACTIVE
QSOR-0002373 | EXP-0431 | SUBCATEGORY | SUB-0431 | 2885 | ACTIVE
QSOR-0002374 | EXP-0432 | SUBCATEGORY | SUB-0432 | 2887 | ACTIVE
QSOR-0002375 | EXP-0432 | SUBCATEGORY | SUB-0432 | 2888 | ACTIVE
QSOR-0002376 | EXP-0433 | SUBCATEGORY | SUB-0433 | 2891 | ACTIVE
QSOR-0002377 | EXP-0433 | SUBCATEGORY | SUB-0433 | 2892 | ACTIVE
QSOR-0002378 | EXP-0433 | SUBCATEGORY | SUB-0433 | 2893 | ACTIVE
QSOR-0002379 | EXP-0433 | SUBCATEGORY | SUB-0433 | 2894 | ACTIVE
QSOR-0002380 | EXP-0433 | SUBCATEGORY | SUB-0433 | 2895 | ACTIVE
QSOR-0002381 | EXP-0433 | SUBCATEGORY | SUB-0433 | 2896 | ACTIVE
QSOR-0002382 | EXP-0434 | SUBCATEGORY | SUB-0434 | 2898 | ACTIVE
QSOR-0002383 | EXP-0434 | SUBCATEGORY | SUB-0434 | 2899 | ACTIVE
QSOR-0002384 | EXP-0434 | SUBCATEGORY | SUB-0434 | 2900 | ACTIVE
QSOR-0002385 | EXP-0434 | SUBCATEGORY | SUB-0434 | 2901 | ACTIVE
QSOR-0002386 | EXP-0434 | SUBCATEGORY | SUB-0434 | 2902 | ACTIVE
QSOR-0002387 | EXP-0434 | SUBCATEGORY | SUB-0434 | 2903 | ACTIVE
QSOR-0002388 | EXP-0435 | SUBCATEGORY | SUB-0435 | 2906 | ACTIVE
QSOR-0002389 | EXP-0435 | SUBCATEGORY | SUB-0435 | 2907 | ACTIVE
QSOR-0002390 | EXP-0435 | SUBCATEGORY | SUB-0435 | 2908 | ACTIVE
QSOR-0002391 | EXP-0435 | SUBCATEGORY | SUB-0435 | 2909 | ACTIVE
QSOR-0002392 | EXP-0436 | SUBCATEGORY | SUB-0436 | 2911 | ACTIVE
QSOR-0002393 | EXP-0436 | SUBCATEGORY | SUB-0436 | 2912 | ACTIVE
QSOR-0002394 | EXP-0436 | SUBCATEGORY | SUB-0436 | 2913 | ACTIVE
QSOR-0002395 | EXP-0436 | SUBCATEGORY | SUB-0436 | 2914 | ACTIVE
QSOR-0002396 | EXP-0437 | SUBCATEGORY | SUB-0437 | 2916 | ACTIVE
QSOR-0002397 | EXP-0437 | SUBCATEGORY | SUB-0437 | 2917 | ACTIVE
QSOR-0002398 | EXP-0437 | SUBCATEGORY | SUB-0437 | 2918 | ACTIVE
QSOR-0002399 | EXP-0437 | SUBCATEGORY | SUB-0437 | 2919 | ACTIVE
QSOR-0002400 | EXP-0438 | SUBCATEGORY | SUB-0438 | 2921 | ACTIVE
QSOR-0002401 | EXP-0438 | SUBCATEGORY | SUB-0438 | 2922 | ACTIVE
QSOR-0002402 | EXP-0438 | SUBCATEGORY | SUB-0438 | 2923 | ACTIVE
QSOR-0002403 | EXP-0439 | SUBCATEGORY | SUB-0439 | 2926 | ACTIVE
QSOR-0002404 | EXP-0439 | SUBCATEGORY | SUB-0439 | 2927 | ACTIVE
QSOR-0002405 | EXP-0439 | SUBCATEGORY | SUB-0439 | 2928 | ACTIVE
QSOR-0002406 | EXP-0440 | SUBCATEGORY | SUB-0440 | 2930 | ACTIVE
QSOR-0002407 | EXP-0440 | SUBCATEGORY | SUB-0440 | 2931 | ACTIVE
QSOR-0002408 | EXP-0440 | SUBCATEGORY | SUB-0440 | 2932 | ACTIVE
QSOR-0002409 | EXP-0441 | SUBCATEGORY | SUB-0441 | 2934 | ACTIVE
QSOR-0002410 | EXP-0441 | SUBCATEGORY | SUB-0441 | 2935 | ACTIVE
QSOR-0002411 | EXP-0441 | SUBCATEGORY | SUB-0441 | 2936 | ACTIVE
QSOR-0002412 | EXP-0442 | SUBCATEGORY | SUB-0442 | 2938 | ACTIVE
QSOR-0002413 | EXP-0442 | SUBCATEGORY | SUB-0442 | 2939 | ACTIVE
QSOR-0002414 | EXP-0443 | SUBCATEGORY | SUB-0443 | 2941 | ACTIVE
QSOR-0002415 | EXP-0443 | SUBCATEGORY | SUB-0443 | 2942 | ACTIVE
QSOR-0002416 | EXP-0444 | SUBCATEGORY | SUB-0444 | 2944 | ACTIVE
QSOR-0002417 | EXP-0444 | SUBCATEGORY | SUB-0444 | 2945 | ACTIVE
QSOR-0002418 | EXP-0445 | SUBCATEGORY | SUB-0445 | 2948 | ACTIVE
QSOR-0002419 | EXP-0445 | SUBCATEGORY | SUB-0445 | 2949 | ACTIVE
QSOR-0002420 | EXP-0445 | SUBCATEGORY | SUB-0445 | 2950 | ACTIVE
QSOR-0002421 | EXP-0445 | SUBCATEGORY | SUB-0445 | 2951 | ACTIVE
QSOR-0002422 | EXP-0445 | SUBCATEGORY | SUB-0445 | 2952 | ACTIVE
QSOR-0002423 | EXP-0445 | SUBCATEGORY | SUB-0445 | 2953 | ACTIVE
QSOR-0002424 | EXP-0445 | SUBCATEGORY | SUB-0445 | 2954 | ACTIVE
QSOR-0002425 | EXP-0445 | SUBCATEGORY | SUB-0445 | 2955 | ACTIVE
QSOR-0002426 | EXP-0445 | SUBCATEGORY | SUB-0445 | 2956 | ACTIVE
QSOR-0002427 | EXP-0445 | SUBCATEGORY | SUB-0445 | 2957 | ACTIVE
QSOR-0002428 | EXP-0445 | SUBCATEGORY | SUB-0445 | 2958 | ACTIVE
QSOR-0002429 | EXP-0445 | SUBCATEGORY | SUB-0445 | 2959 | ACTIVE
QSOR-0002430 | EXP-0445 | SUBCATEGORY | SUB-0445 | 2960 | ACTIVE
QSOR-0002431 | EXP-0446 | SUBCATEGORY | SUB-0446 | 2962 | ACTIVE
QSOR-0002432 | EXP-0446 | SUBCATEGORY | SUB-0446 | 2963 | ACTIVE
QSOR-0002433 | EXP-0446 | SUBCATEGORY | SUB-0446 | 2964 | ACTIVE
QSOR-0002434 | EXP-0446 | SUBCATEGORY | SUB-0446 | 2965 | ACTIVE
QSOR-0002435 | EXP-0446 | SUBCATEGORY | SUB-0446 | 2966 | ACTIVE
QSOR-0002436 | EXP-0446 | SUBCATEGORY | SUB-0446 | 2967 | ACTIVE
QSOR-0002437 | EXP-0446 | SUBCATEGORY | SUB-0446 | 2968 | ACTIVE
QSOR-0002438 | EXP-0446 | SUBCATEGORY | SUB-0446 | 2969 | ACTIVE
QSOR-0002439 | EXP-0446 | SUBCATEGORY | SUB-0446 | 2970 | ACTIVE
QSOR-0002440 | EXP-0446 | SUBCATEGORY | SUB-0446 | 2971 | ACTIVE
QSOR-0002441 | EXP-0446 | SUBCATEGORY | SUB-0446 | 2972 | ACTIVE
QSOR-0002442 | EXP-0446 | SUBCATEGORY | SUB-0446 | 2973 | ACTIVE
QSOR-0002443 | EXP-0446 | SUBCATEGORY | SUB-0446 | 2974 | ACTIVE
QSOR-0002444 | EXP-0446 | SUBCATEGORY | SUB-0446 | 2975 | ACTIVE
QSOR-0002445 | EXP-0446 | SUBCATEGORY | SUB-0446 | 2976 | ACTIVE
QSOR-0002446 | EXP-0446 | SUBCATEGORY | SUB-0446 | 2977 | ACTIVE
QSOR-0002447 | EXP-0447 | SUBCATEGORY | SUB-0447 | 2979 | ACTIVE
QSOR-0002448 | EXP-0447 | SUBCATEGORY | SUB-0447 | 2980 | ACTIVE
QSOR-0002449 | EXP-0447 | SUBCATEGORY | SUB-0447 | 2981 | ACTIVE
QSOR-0002450 | EXP-0447 | SUBCATEGORY | SUB-0447 | 2982 | ACTIVE
QSOR-0002451 | EXP-0447 | SUBCATEGORY | SUB-0447 | 2983 | ACTIVE
QSOR-0002452 | EXP-0447 | SUBCATEGORY | SUB-0447 | 2984 | ACTIVE
QSOR-0002453 | EXP-0447 | SUBCATEGORY | SUB-0447 | 2985 | ACTIVE
QSOR-0002454 | EXP-0447 | SUBCATEGORY | SUB-0447 | 2986 | ACTIVE
QSOR-0002455 | EXP-0447 | SUBCATEGORY | SUB-0447 | 2987 | ACTIVE
QSOR-0002456 | EXP-0447 | SUBCATEGORY | SUB-0447 | 2988 | ACTIVE
QSOR-0002457 | EXP-0447 | SUBCATEGORY | SUB-0447 | 2989 | ACTIVE
QSOR-0002458 | EXP-0447 | SUBCATEGORY | SUB-0447 | 2990 | ACTIVE
QSOR-0002459 | EXP-0447 | SUBCATEGORY | SUB-0447 | 2991 | ACTIVE
QSOR-0002460 | EXP-0447 | SUBCATEGORY | SUB-0447 | 2992 | ACTIVE
QSOR-0002461 | EXP-0447 | SUBCATEGORY | SUB-0447 | 2993 | ACTIVE
QSOR-0002462 | EXP-0447 | SUBCATEGORY | SUB-0447 | 2994 | ACTIVE
QSOR-0002463 | EXP-0448 | SUBCATEGORY | SUB-0448 | 2996 | ACTIVE
QSOR-0002464 | EXP-0448 | SUBCATEGORY | SUB-0448 | 2997 | ACTIVE
QSOR-0002465 | EXP-0448 | SUBCATEGORY | SUB-0448 | 2998 | ACTIVE
QSOR-0002466 | EXP-0448 | SUBCATEGORY | SUB-0448 | 2999 | ACTIVE
QSOR-0002467 | EXP-0448 | SUBCATEGORY | SUB-0448 | 3000 | ACTIVE
QSOR-0002468 | EXP-0448 | SUBCATEGORY | SUB-0448 | 3001 | ACTIVE
QSOR-0002469 | EXP-0448 | SUBCATEGORY | SUB-0448 | 3002 | ACTIVE
QSOR-0002470 | EXP-0448 | SUBCATEGORY | SUB-0448 | 3003 | ACTIVE
QSOR-0002471 | EXP-0448 | SUBCATEGORY | SUB-0448 | 3004 | ACTIVE
QSOR-0002472 | EXP-0448 | SUBCATEGORY | SUB-0448 | 3005 | ACTIVE
QSOR-0002473 | EXP-0448 | SUBCATEGORY | SUB-0448 | 3006 | ACTIVE
QSOR-0002474 | EXP-0448 | SUBCATEGORY | SUB-0448 | 3007 | ACTIVE
QSOR-0002475 | EXP-0448 | SUBCATEGORY | SUB-0448 | 3008 | ACTIVE
QSOR-0002476 | EXP-0448 | SUBCATEGORY | SUB-0448 | 3009 | ACTIVE
QSOR-0002477 | EXP-0448 | SUBCATEGORY | SUB-0448 | 3010 | ACTIVE
QSOR-0002478 | EXP-0448 | SUBCATEGORY | SUB-0448 | 3011 | ACTIVE
QSOR-0002479 | EXP-0449 | SUBCATEGORY | SUB-0449 | 3014 | ACTIVE
QSOR-0002480 | EXP-0449 | SUBCATEGORY | SUB-0449 | 3015 | ACTIVE
QSOR-0002481 | EXP-0449 | SUBCATEGORY | SUB-0449 | 3016 | ACTIVE
QSOR-0002482 | EXP-0449 | SUBCATEGORY | SUB-0449 | 3017 | ACTIVE
QSOR-0002483 | EXP-0449 | SUBCATEGORY | SUB-0449 | 3018 | ACTIVE
QSOR-0002484 | EXP-0449 | SUBCATEGORY | SUB-0449 | 3019 | ACTIVE
QSOR-0002485 | EXP-0449 | SUBCATEGORY | SUB-0449 | 3020 | ACTIVE
QSOR-0002486 | EXP-0449 | SUBCATEGORY | SUB-0449 | 3021 | ACTIVE
QSOR-0002487 | EXP-0449 | SUBCATEGORY | SUB-0449 | 3022 | ACTIVE
QSOR-0002488 | EXP-0449 | SUBCATEGORY | SUB-0449 | 3023 | ACTIVE
QSOR-0002489 | EXP-0449 | SUBCATEGORY | SUB-0449 | 3024 | ACTIVE
QSOR-0002490 | EXP-0449 | SUBCATEGORY | SUB-0449 | 3025 | ACTIVE
QSOR-0002491 | EXP-0449 | SUBCATEGORY | SUB-0449 | 3026 | ACTIVE
QSOR-0002492 | EXP-0449 | SUBCATEGORY | SUB-0449 | 3027 | ACTIVE
QSOR-0002493 | EXP-0449 | SUBCATEGORY | SUB-0449 | 3028 | ACTIVE
QSOR-0002494 | EXP-0450 | SUBCATEGORY | SUB-0450 | 3030 | ACTIVE
QSOR-0002495 | EXP-0450 | SUBCATEGORY | SUB-0450 | 3031 | ACTIVE
QSOR-0002496 | EXP-0450 | SUBCATEGORY | SUB-0450 | 3032 | ACTIVE
QSOR-0002497 | EXP-0450 | SUBCATEGORY | SUB-0450 | 3033 | ACTIVE
QSOR-0002498 | EXP-0450 | SUBCATEGORY | SUB-0450 | 3034 | ACTIVE
QSOR-0002499 | EXP-0450 | SUBCATEGORY | SUB-0450 | 3035 | ACTIVE
QSOR-0002500 | EXP-0450 | SUBCATEGORY | SUB-0450 | 3036 | ACTIVE
QSOR-0002501 | EXP-0450 | SUBCATEGORY | SUB-0450 | 3037 | ACTIVE
QSOR-0002502 | EXP-0450 | SUBCATEGORY | SUB-0450 | 3038 | ACTIVE
QSOR-0002503 | EXP-0450 | SUBCATEGORY | SUB-0450 | 3039 | ACTIVE
QSOR-0002504 | EXP-0450 | SUBCATEGORY | SUB-0450 | 3040 | ACTIVE
QSOR-0002505 | EXP-0450 | SUBCATEGORY | SUB-0450 | 3041 | ACTIVE
QSOR-0002506 | EXP-0450 | SUBCATEGORY | SUB-0450 | 3042 | ACTIVE
QSOR-0002507 | EXP-0450 | SUBCATEGORY | SUB-0450 | 3043 | ACTIVE
QSOR-0002508 | EXP-0450 | SUBCATEGORY | SUB-0450 | 3044 | ACTIVE
QSOR-0002509 | EXP-0450 | SUBCATEGORY | SUB-0450 | 3045 | ACTIVE
QSOR-0002510 | EXP-0451 | SUBCATEGORY | SUB-0451 | 3047 | ACTIVE
QSOR-0002511 | EXP-0451 | SUBCATEGORY | SUB-0451 | 3048 | ACTIVE
QSOR-0002512 | EXP-0451 | SUBCATEGORY | SUB-0451 | 3049 | ACTIVE
QSOR-0002513 | EXP-0451 | SUBCATEGORY | SUB-0451 | 3050 | ACTIVE
QSOR-0002514 | EXP-0451 | SUBCATEGORY | SUB-0451 | 3051 | ACTIVE
QSOR-0002515 | EXP-0451 | SUBCATEGORY | SUB-0451 | 3052 | ACTIVE
QSOR-0002516 | EXP-0451 | SUBCATEGORY | SUB-0451 | 3053 | ACTIVE
QSOR-0002517 | EXP-0451 | SUBCATEGORY | SUB-0451 | 3054 | ACTIVE
QSOR-0002518 | EXP-0451 | SUBCATEGORY | SUB-0451 | 3055 | ACTIVE
QSOR-0002519 | EXP-0451 | SUBCATEGORY | SUB-0451 | 3056 | ACTIVE
QSOR-0002520 | EXP-0451 | SUBCATEGORY | SUB-0451 | 3057 | ACTIVE
QSOR-0002521 | EXP-0451 | SUBCATEGORY | SUB-0451 | 3058 | ACTIVE
QSOR-0002522 | EXP-0451 | SUBCATEGORY | SUB-0451 | 3059 | ACTIVE
QSOR-0002523 | EXP-0451 | SUBCATEGORY | SUB-0451 | 3060 | ACTIVE
QSOR-0002524 | EXP-0451 | SUBCATEGORY | SUB-0451 | 3061 | ACTIVE
QSOR-0002525 | EXP-0451 | SUBCATEGORY | SUB-0451 | 3062 | ACTIVE
QSOR-0002526 | EXP-0451 | SUBCATEGORY | SUB-0451 | 3063 | ACTIVE
QSOR-0002527 | EXP-0452 | SUBCATEGORY | SUB-0452 | 3065 | ACTIVE
QSOR-0002528 | EXP-0452 | SUBCATEGORY | SUB-0452 | 3066 | ACTIVE
QSOR-0002529 | EXP-0452 | SUBCATEGORY | SUB-0452 | 3067 | ACTIVE
QSOR-0002530 | EXP-0452 | SUBCATEGORY | SUB-0452 | 3068 | ACTIVE
QSOR-0002531 | EXP-0452 | SUBCATEGORY | SUB-0452 | 3069 | ACTIVE
QSOR-0002532 | EXP-0452 | SUBCATEGORY | SUB-0452 | 3070 | ACTIVE
QSOR-0002533 | EXP-0452 | SUBCATEGORY | SUB-0452 | 3071 | ACTIVE
QSOR-0002534 | EXP-0452 | SUBCATEGORY | SUB-0452 | 3072 | ACTIVE
QSOR-0002535 | EXP-0452 | SUBCATEGORY | SUB-0452 | 3073 | ACTIVE
QSOR-0002536 | EXP-0452 | SUBCATEGORY | SUB-0452 | 3074 | ACTIVE
QSOR-0002537 | EXP-0452 | SUBCATEGORY | SUB-0452 | 3075 | ACTIVE
QSOR-0002538 | EXP-0452 | SUBCATEGORY | SUB-0452 | 3076 | ACTIVE
QSOR-0002539 | EXP-0452 | SUBCATEGORY | SUB-0452 | 3077 | ACTIVE
QSOR-0002540 | EXP-0452 | SUBCATEGORY | SUB-0452 | 3078 | ACTIVE
QSOR-0002541 | EXP-0452 | SUBCATEGORY | SUB-0452 | 3079 | ACTIVE
QSOR-0002542 | EXP-0452 | SUBCATEGORY | SUB-0452 | 3080 | ACTIVE
QSOR-0002543 | EXP-0453 | SUBCATEGORY | SUB-0453 | 3083 | ACTIVE
QSOR-0002544 | EXP-0453 | SUBCATEGORY | SUB-0453 | 3084 | ACTIVE
QSOR-0002545 | EXP-0453 | SUBCATEGORY | SUB-0453 | 3085 | ACTIVE
QSOR-0002546 | EXP-0453 | SUBCATEGORY | SUB-0453 | 3086 | ACTIVE
QSOR-0002547 | EXP-0453 | SUBCATEGORY | SUB-0453 | 3087 | ACTIVE
QSOR-0002548 | EXP-0453 | SUBCATEGORY | SUB-0453 | 3088 | ACTIVE
QSOR-0002549 | EXP-0453 | SUBCATEGORY | SUB-0453 | 3089 | ACTIVE
QSOR-0002550 | EXP-0453 | SUBCATEGORY | SUB-0453 | 3090 | ACTIVE
QSOR-0002551 | EXP-0453 | SUBCATEGORY | SUB-0453 | 3091 | ACTIVE
QSOR-0002552 | EXP-0453 | SUBCATEGORY | SUB-0453 | 3092 | ACTIVE
QSOR-0002553 | EXP-0453 | SUBCATEGORY | SUB-0453 | 3093 | ACTIVE
QSOR-0002554 | EXP-0453 | SUBCATEGORY | SUB-0453 | 3094 | ACTIVE
QSOR-0002555 | EXP-0453 | SUBCATEGORY | SUB-0453 | 3095 | ACTIVE
QSOR-0002556 | EXP-0454 | SUBCATEGORY | SUB-0454 | 3097 | ACTIVE
QSOR-0002557 | EXP-0454 | SUBCATEGORY | SUB-0454 | 3098 | ACTIVE
QSOR-0002558 | EXP-0454 | SUBCATEGORY | SUB-0454 | 3099 | ACTIVE
QSOR-0002559 | EXP-0454 | SUBCATEGORY | SUB-0454 | 3100 | ACTIVE
QSOR-0002560 | EXP-0454 | SUBCATEGORY | SUB-0454 | 3101 | ACTIVE
QSOR-0002561 | EXP-0454 | SUBCATEGORY | SUB-0454 | 3102 | ACTIVE
QSOR-0002562 | EXP-0454 | SUBCATEGORY | SUB-0454 | 3103 | ACTIVE
QSOR-0002563 | EXP-0454 | SUBCATEGORY | SUB-0454 | 3104 | ACTIVE
QSOR-0002564 | EXP-0454 | SUBCATEGORY | SUB-0454 | 3105 | ACTIVE
QSOR-0002565 | EXP-0454 | SUBCATEGORY | SUB-0454 | 3106 | ACTIVE
QSOR-0002566 | EXP-0454 | SUBCATEGORY | SUB-0454 | 3107 | ACTIVE
QSOR-0002567 | EXP-0454 | SUBCATEGORY | SUB-0454 | 3108 | ACTIVE
QSOR-0002568 | EXP-0454 | SUBCATEGORY | SUB-0454 | 3109 | ACTIVE
QSOR-0002569 | EXP-0454 | SUBCATEGORY | SUB-0454 | 3110 | ACTIVE
QSOR-0002570 | EXP-0454 | SUBCATEGORY | SUB-0454 | 3111 | ACTIVE
QSOR-0002571 | EXP-0454 | SUBCATEGORY | SUB-0454 | 3112 | ACTIVE
QSOR-0002572 | EXP-0454 | SUBCATEGORY | SUB-0454 | 3113 | ACTIVE
QSOR-0002573 | EXP-0455 | SUBCATEGORY | SUB-0455 | 3115 | ACTIVE
QSOR-0002574 | EXP-0455 | SUBCATEGORY | SUB-0455 | 3116 | ACTIVE
QSOR-0002575 | EXP-0455 | SUBCATEGORY | SUB-0455 | 3117 | ACTIVE
QSOR-0002576 | EXP-0455 | SUBCATEGORY | SUB-0455 | 3118 | ACTIVE
QSOR-0002577 | EXP-0455 | SUBCATEGORY | SUB-0455 | 3119 | ACTIVE
QSOR-0002578 | EXP-0455 | SUBCATEGORY | SUB-0455 | 3120 | ACTIVE
QSOR-0002579 | EXP-0455 | SUBCATEGORY | SUB-0455 | 3121 | ACTIVE
QSOR-0002580 | EXP-0455 | SUBCATEGORY | SUB-0455 | 3122 | ACTIVE
QSOR-0002581 | EXP-0455 | SUBCATEGORY | SUB-0455 | 3123 | ACTIVE
QSOR-0002582 | EXP-0455 | SUBCATEGORY | SUB-0455 | 3124 | ACTIVE
QSOR-0002583 | EXP-0455 | SUBCATEGORY | SUB-0455 | 3125 | ACTIVE
QSOR-0002584 | EXP-0455 | SUBCATEGORY | SUB-0455 | 3126 | ACTIVE
QSOR-0002585 | EXP-0455 | SUBCATEGORY | SUB-0455 | 3127 | ACTIVE
QSOR-0002586 | EXP-0455 | SUBCATEGORY | SUB-0455 | 3128 | ACTIVE
QSOR-0002587 | EXP-0455 | SUBCATEGORY | SUB-0455 | 3129 | ACTIVE
QSOR-0002588 | EXP-0455 | SUBCATEGORY | SUB-0455 | 3130 | ACTIVE
QSOR-0002589 | EXP-0455 | SUBCATEGORY | SUB-0455 | 3131 | ACTIVE
QSOR-0002590 | EXP-0456 | SUBCATEGORY | SUB-0456 | 3133 | ACTIVE
QSOR-0002591 | EXP-0456 | SUBCATEGORY | SUB-0456 | 3134 | ACTIVE
QSOR-0002592 | EXP-0456 | SUBCATEGORY | SUB-0456 | 3135 | ACTIVE
QSOR-0002593 | EXP-0456 | SUBCATEGORY | SUB-0456 | 3136 | ACTIVE
QSOR-0002594 | EXP-0456 | SUBCATEGORY | SUB-0456 | 3137 | ACTIVE
QSOR-0002595 | EXP-0456 | SUBCATEGORY | SUB-0456 | 3138 | ACTIVE
QSOR-0002596 | EXP-0456 | SUBCATEGORY | SUB-0456 | 3139 | ACTIVE
QSOR-0002597 | EXP-0456 | SUBCATEGORY | SUB-0456 | 3140 | ACTIVE
QSOR-0002598 | EXP-0456 | SUBCATEGORY | SUB-0456 | 3141 | ACTIVE
QSOR-0002599 | EXP-0456 | SUBCATEGORY | SUB-0456 | 3142 | ACTIVE
QSOR-0002600 | EXP-0456 | SUBCATEGORY | SUB-0456 | 3143 | ACTIVE
QSOR-0002601 | EXP-0456 | SUBCATEGORY | SUB-0456 | 3144 | ACTIVE
QSOR-0002602 | EXP-0456 | SUBCATEGORY | SUB-0456 | 3145 | ACTIVE
QSOR-0002603 | EXP-0456 | SUBCATEGORY | SUB-0456 | 3146 | ACTIVE
QSOR-0002604 | EXP-0456 | SUBCATEGORY | SUB-0456 | 3147 | ACTIVE
QSOR-0002605 | EXP-0456 | SUBCATEGORY | SUB-0456 | 3148 | ACTIVE
QSOR-0002606 | EXP-0456 | SUBCATEGORY | SUB-0456 | 3149 | ACTIVE
QSOR-0002607 | EXP-0457 | SUBCATEGORY | SUB-0457 | 3152 | ACTIVE
QSOR-0002608 | EXP-0457 | SUBCATEGORY | SUB-0457 | 3153 | ACTIVE
QSOR-0002609 | EXP-0457 | SUBCATEGORY | SUB-0457 | 3154 | ACTIVE
QSOR-0002610 | EXP-0457 | SUBCATEGORY | SUB-0457 | 3155 | ACTIVE
QSOR-0002611 | EXP-0457 | SUBCATEGORY | SUB-0457 | 3156 | ACTIVE
QSOR-0002612 | EXP-0457 | SUBCATEGORY | SUB-0457 | 3157 | ACTIVE
QSOR-0002613 | EXP-0457 | SUBCATEGORY | SUB-0457 | 3158 | ACTIVE
QSOR-0002614 | EXP-0457 | SUBCATEGORY | SUB-0457 | 3159 | ACTIVE
QSOR-0002615 | EXP-0457 | SUBCATEGORY | SUB-0457 | 3160 | ACTIVE
QSOR-0002616 | EXP-0457 | SUBCATEGORY | SUB-0457 | 3161 | ACTIVE
QSOR-0002617 | EXP-0457 | SUBCATEGORY | SUB-0457 | 3162 | ACTIVE
QSOR-0002618 | EXP-0457 | SUBCATEGORY | SUB-0457 | 3163 | ACTIVE
QSOR-0002619 | EXP-0457 | SUBCATEGORY | SUB-0457 | 3164 | ACTIVE
QSOR-0002620 | EXP-0457 | SUBCATEGORY | SUB-0457 | 3165 | ACTIVE
QSOR-0002621 | EXP-0457 | SUBCATEGORY | SUB-0457 | 3166 | ACTIVE
QSOR-0002622 | EXP-0457 | SUBCATEGORY | SUB-0457 | 3167 | ACTIVE
QSOR-0002623 | EXP-0457 | SUBCATEGORY | SUB-0457 | 3168 | ACTIVE
QSOR-0002624 | EXP-0457 | SUBCATEGORY | SUB-0457 | 3169 | ACTIVE
QSOR-0002625 | EXP-0457 | SUBCATEGORY | SUB-0457 | 3170 | ACTIVE
QSOR-0002626 | EXP-0457 | SUBCATEGORY | SUB-0457 | 3171 | ACTIVE
QSOR-0002627 | EXP-0457 | SUBCATEGORY | SUB-0457 | 3172 | ACTIVE
QSOR-0002628 | EXP-0458 | SUBCATEGORY | SUB-0458 | 3174 | ACTIVE
QSOR-0002629 | EXP-0458 | SUBCATEGORY | SUB-0458 | 3175 | ACTIVE
QSOR-0002630 | EXP-0458 | SUBCATEGORY | SUB-0458 | 3176 | ACTIVE
QSOR-0002631 | EXP-0458 | SUBCATEGORY | SUB-0458 | 3177 | ACTIVE
QSOR-0002632 | EXP-0458 | SUBCATEGORY | SUB-0458 | 3178 | ACTIVE
QSOR-0002633 | EXP-0458 | SUBCATEGORY | SUB-0458 | 3179 | ACTIVE
QSOR-0002634 | EXP-0458 | SUBCATEGORY | SUB-0458 | 3180 | ACTIVE
QSOR-0002635 | EXP-0458 | SUBCATEGORY | SUB-0458 | 3181 | ACTIVE
QSOR-0002636 | EXP-0458 | SUBCATEGORY | SUB-0458 | 3182 | ACTIVE
QSOR-0002637 | EXP-0458 | SUBCATEGORY | SUB-0458 | 3183 | ACTIVE
QSOR-0002638 | EXP-0458 | SUBCATEGORY | SUB-0458 | 3184 | ACTIVE
QSOR-0002639 | EXP-0458 | SUBCATEGORY | SUB-0458 | 3185 | ACTIVE
QSOR-0002640 | EXP-0458 | SUBCATEGORY | SUB-0458 | 3186 | ACTIVE
QSOR-0002641 | EXP-0458 | SUBCATEGORY | SUB-0458 | 3187 | ACTIVE
QSOR-0002642 | EXP-0458 | SUBCATEGORY | SUB-0458 | 3188 | ACTIVE
QSOR-0002643 | EXP-0458 | SUBCATEGORY | SUB-0458 | 3189 | ACTIVE
QSOR-0002644 | EXP-0458 | SUBCATEGORY | SUB-0458 | 3190 | ACTIVE
QSOR-0002645 | EXP-0458 | SUBCATEGORY | SUB-0458 | 3191 | ACTIVE
QSOR-0002646 | EXP-0458 | SUBCATEGORY | SUB-0458 | 3192 | ACTIVE
QSOR-0002647 | EXP-0458 | SUBCATEGORY | SUB-0458 | 3193 | ACTIVE
QSOR-0002648 | EXP-0458 | SUBCATEGORY | SUB-0458 | 3194 | ACTIVE
QSOR-0002649 | EXP-0459 | SUBCATEGORY | SUB-0459 | 3196 | ACTIVE
QSOR-0002650 | EXP-0459 | SUBCATEGORY | SUB-0459 | 3197 | ACTIVE
QSOR-0002651 | EXP-0459 | SUBCATEGORY | SUB-0459 | 3198 | ACTIVE
QSOR-0002652 | EXP-0459 | SUBCATEGORY | SUB-0459 | 3199 | ACTIVE
QSOR-0002653 | EXP-0459 | SUBCATEGORY | SUB-0459 | 3200 | ACTIVE
QSOR-0002654 | EXP-0459 | SUBCATEGORY | SUB-0459 | 3201 | ACTIVE
QSOR-0002655 | EXP-0459 | SUBCATEGORY | SUB-0459 | 3202 | ACTIVE
QSOR-0002656 | EXP-0459 | SUBCATEGORY | SUB-0459 | 3203 | ACTIVE
QSOR-0002657 | EXP-0459 | SUBCATEGORY | SUB-0459 | 3204 | ACTIVE
QSOR-0002658 | EXP-0459 | SUBCATEGORY | SUB-0459 | 3205 | ACTIVE
QSOR-0002659 | EXP-0459 | SUBCATEGORY | SUB-0459 | 3206 | ACTIVE
QSOR-0002660 | EXP-0459 | SUBCATEGORY | SUB-0459 | 3207 | ACTIVE
QSOR-0002661 | EXP-0459 | SUBCATEGORY | SUB-0459 | 3208 | ACTIVE
QSOR-0002662 | EXP-0459 | SUBCATEGORY | SUB-0459 | 3209 | ACTIVE
QSOR-0002663 | EXP-0459 | SUBCATEGORY | SUB-0459 | 3210 | ACTIVE
QSOR-0002664 | EXP-0459 | SUBCATEGORY | SUB-0459 | 3211 | ACTIVE
QSOR-0002665 | EXP-0459 | SUBCATEGORY | SUB-0459 | 3212 | ACTIVE
QSOR-0002666 | EXP-0459 | SUBCATEGORY | SUB-0459 | 3213 | ACTIVE
QSOR-0002667 | EXP-0459 | SUBCATEGORY | SUB-0459 | 3214 | ACTIVE
QSOR-0002668 | EXP-0459 | SUBCATEGORY | SUB-0459 | 3215 | ACTIVE
QSOR-0002669 | EXP-0459 | SUBCATEGORY | SUB-0459 | 3216 | ACTIVE
QSOR-0002670 | EXP-0460 | SUBCATEGORY | SUB-0460 | 3218 | ACTIVE
QSOR-0002671 | EXP-0460 | SUBCATEGORY | SUB-0460 | 3219 | ACTIVE
QSOR-0002672 | EXP-0460 | SUBCATEGORY | SUB-0460 | 3220 | ACTIVE
QSOR-0002673 | EXP-0460 | SUBCATEGORY | SUB-0460 | 3221 | ACTIVE
QSOR-0002674 | EXP-0460 | SUBCATEGORY | SUB-0460 | 3222 | ACTIVE
QSOR-0002675 | EXP-0460 | SUBCATEGORY | SUB-0460 | 3223 | ACTIVE
QSOR-0002676 | EXP-0460 | SUBCATEGORY | SUB-0460 | 3224 | ACTIVE
QSOR-0002677 | EXP-0460 | SUBCATEGORY | SUB-0460 | 3225 | ACTIVE
QSOR-0002678 | EXP-0460 | SUBCATEGORY | SUB-0460 | 3226 | ACTIVE
QSOR-0002679 | EXP-0460 | SUBCATEGORY | SUB-0460 | 3227 | ACTIVE
QSOR-0002680 | EXP-0460 | SUBCATEGORY | SUB-0460 | 3228 | ACTIVE
QSOR-0002681 | EXP-0460 | SUBCATEGORY | SUB-0460 | 3229 | ACTIVE
QSOR-0002682 | EXP-0460 | SUBCATEGORY | SUB-0460 | 3230 | ACTIVE
QSOR-0002683 | EXP-0460 | SUBCATEGORY | SUB-0460 | 3231 | ACTIVE
QSOR-0002684 | EXP-0460 | SUBCATEGORY | SUB-0460 | 3232 | ACTIVE
QSOR-0002685 | EXP-0460 | SUBCATEGORY | SUB-0460 | 3233 | ACTIVE
QSOR-0002686 | EXP-0460 | SUBCATEGORY | SUB-0460 | 3234 | ACTIVE
QSOR-0002687 | EXP-0460 | SUBCATEGORY | SUB-0460 | 3235 | ACTIVE
QSOR-0002688 | EXP-0460 | SUBCATEGORY | SUB-0460 | 3236 | ACTIVE
QSOR-0002689 | EXP-0460 | SUBCATEGORY | SUB-0460 | 3237 | ACTIVE
QSOR-0002690 | EXP-0460 | SUBCATEGORY | SUB-0460 | 3238 | ACTIVE
QSOR-0002691 | EXP-0461 | SUBCATEGORY | SUB-0461 | 3241 | ACTIVE
QSOR-0002692 | EXP-0461 | SUBCATEGORY | SUB-0461 | 3242 | ACTIVE
QSOR-0002693 | EXP-0461 | SUBCATEGORY | SUB-0461 | 3243 | ACTIVE
QSOR-0002694 | EXP-0461 | SUBCATEGORY | SUB-0461 | 3244 | ACTIVE
QSOR-0002695 | EXP-0462 | SUBCATEGORY | SUB-0462 | 3246 | ACTIVE
QSOR-0002696 | EXP-0462 | SUBCATEGORY | SUB-0462 | 3247 | ACTIVE
QSOR-0002697 | EXP-0462 | SUBCATEGORY | SUB-0462 | 3248 | ACTIVE
QSOR-0002698 | EXP-0462 | SUBCATEGORY | SUB-0462 | 3249 | ACTIVE
QSOR-0002699 | EXP-0463 | SUBCATEGORY | SUB-0463 | 3251 | ACTIVE
QSOR-0002700 | EXP-0463 | SUBCATEGORY | SUB-0463 | 3252 | ACTIVE
QSOR-0002701 | EXP-0463 | SUBCATEGORY | SUB-0463 | 3253 | ACTIVE
QSOR-0002702 | EXP-0463 | SUBCATEGORY | SUB-0463 | 3254 | ACTIVE
QSOR-0002703 | EXP-0464 | SUBCATEGORY | SUB-0464 | 3256 | ACTIVE
QSOR-0002704 | EXP-0464 | SUBCATEGORY | SUB-0464 | 3257 | ACTIVE
QSOR-0002705 | EXP-0464 | SUBCATEGORY | SUB-0464 | 3258 | ACTIVE
QSOR-0002706 | EXP-0464 | SUBCATEGORY | SUB-0464 | 3259 | ACTIVE
QSOR-0002707 | EXP-0465 | SUBCATEGORY | SUB-0465 | 3261 | ACTIVE
QSOR-0002708 | EXP-0465 | SUBCATEGORY | SUB-0465 | 3262 | ACTIVE
QSOR-0002709 | EXP-0465 | SUBCATEGORY | SUB-0465 | 3263 | ACTIVE
QSOR-0002710 | EXP-0465 | SUBCATEGORY | SUB-0465 | 3264 | ACTIVE
QSOR-0002711 | EXP-0465 | SUBCATEGORY | SUB-0465 | 3265 | ACTIVE
QSOR-0002712 | EXP-0465 | SUBCATEGORY | SUB-0465 | 3266 | ACTIVE
QSOR-0002713 | EXP-0465 | SUBCATEGORY | SUB-0465 | 3267 | ACTIVE
QSOR-0002714 | EXP-0466 | SUBCATEGORY | SUB-0466 | 3270 | ACTIVE
QSOR-0002715 | EXP-0466 | SUBCATEGORY | SUB-0466 | 3271 | ACTIVE
QSOR-0002716 | EXP-0466 | SUBCATEGORY | SUB-0466 | 3272 | ACTIVE
QSOR-0002717 | EXP-0466 | SUBCATEGORY | SUB-0466 | 3273 | ACTIVE
QSOR-0002718 | EXP-0466 | SUBCATEGORY | SUB-0466 | 3274 | ACTIVE
QSOR-0002719 | EXP-0467 | SUBCATEGORY | SUB-0467 | 3276 | ACTIVE
QSOR-0002720 | EXP-0467 | SUBCATEGORY | SUB-0467 | 3277 | ACTIVE
QSOR-0002721 | EXP-0467 | SUBCATEGORY | SUB-0467 | 3278 | ACTIVE
QSOR-0002722 | EXP-0467 | SUBCATEGORY | SUB-0467 | 3279 | ACTIVE
QSOR-0002723 | EXP-0467 | SUBCATEGORY | SUB-0467 | 3280 | ACTIVE
QSOR-0002724 | EXP-0468 | SUBCATEGORY | SUB-0468 | 3282 | ACTIVE
QSOR-0002725 | EXP-0468 | SUBCATEGORY | SUB-0468 | 3283 | ACTIVE
QSOR-0002726 | EXP-0468 | SUBCATEGORY | SUB-0468 | 3284 | ACTIVE
QSOR-0002727 | EXP-0468 | SUBCATEGORY | SUB-0468 | 3285 | ACTIVE
QSOR-0002728 | EXP-0468 | SUBCATEGORY | SUB-0468 | 3286 | ACTIVE
QSOR-0002729 | EXP-0469 | SUBCATEGORY | SUB-0469 | 3288 | ACTIVE
QSOR-0002730 | EXP-0469 | SUBCATEGORY | SUB-0469 | 3289 | ACTIVE
QSOR-0002731 | EXP-0469 | SUBCATEGORY | SUB-0469 | 3290 | ACTIVE
QSOR-0002732 | EXP-0469 | SUBCATEGORY | SUB-0469 | 3291 | ACTIVE
QSOR-0002733 | EXP-0469 | SUBCATEGORY | SUB-0469 | 3292 | ACTIVE
QSOR-0002734 | EXP-0470 | SUBCATEGORY | SUB-0470 | 3294 | ACTIVE
QSOR-0002735 | EXP-0470 | SUBCATEGORY | SUB-0470 | 3295 | ACTIVE
QSOR-0002736 | EXP-0470 | SUBCATEGORY | SUB-0470 | 3296 | ACTIVE
QSOR-0002737 | EXP-0470 | SUBCATEGORY | SUB-0470 | 3297 | ACTIVE
QSOR-0002738 | EXP-0470 | SUBCATEGORY | SUB-0470 | 3298 | ACTIVE
QSOR-0002739 | EXP-0471 | SUBCATEGORY | SUB-0471 | 3300 | ACTIVE
QSOR-0002740 | EXP-0471 | SUBCATEGORY | SUB-0471 | 3301 | ACTIVE
QSOR-0002741 | EXP-0471 | SUBCATEGORY | SUB-0471 | 3302 | ACTIVE
QSOR-0002742 | EXP-0471 | SUBCATEGORY | SUB-0471 | 3303 | ACTIVE
QSOR-0002743 | EXP-0471 | SUBCATEGORY | SUB-0471 | 3304 | ACTIVE
QSOR-0002744 | EXP-0472 | SUBCATEGORY | SUB-0472 | 3307 | ACTIVE
QSOR-0002745 | EXP-0472 | SUBCATEGORY | SUB-0472 | 3308 | ACTIVE
QSOR-0002746 | EXP-0472 | SUBCATEGORY | SUB-0472 | 3309 | ACTIVE
QSOR-0002747 | EXP-0472 | SUBCATEGORY | SUB-0472 | 3310 | ACTIVE
QSOR-0002748 | EXP-0472 | SUBCATEGORY | SUB-0472 | 3311 | ACTIVE
QSOR-0002749 | EXP-0472 | SUBCATEGORY | SUB-0472 | 3312 | ACTIVE
QSOR-0002750 | EXP-0472 | SUBCATEGORY | SUB-0472 | 3313 | ACTIVE
QSOR-0002751 | EXP-0472 | SUBCATEGORY | SUB-0472 | 3314 | ACTIVE
QSOR-0002752 | EXP-0472 | SUBCATEGORY | SUB-0472 | 3315 | ACTIVE
QSOR-0002753 | EXP-0473 | SUBCATEGORY | SUB-0473 | 3317 | ACTIVE
QSOR-0002754 | EXP-0473 | SUBCATEGORY | SUB-0473 | 3318 | ACTIVE
QSOR-0002755 | EXP-0473 | SUBCATEGORY | SUB-0473 | 3319 | ACTIVE
QSOR-0002756 | EXP-0473 | SUBCATEGORY | SUB-0473 | 3320 | ACTIVE
QSOR-0002757 | EXP-0473 | SUBCATEGORY | SUB-0473 | 3321 | ACTIVE
QSOR-0002758 | EXP-0473 | SUBCATEGORY | SUB-0473 | 3322 | ACTIVE
QSOR-0002759 | EXP-0474 | SUBCATEGORY | SUB-0474 | 3325 | ACTIVE
QSOR-0002760 | EXP-0474 | SUBCATEGORY | SUB-0474 | 3326 | ACTIVE
QSOR-0002761 | EXP-0474 | SUBCATEGORY | SUB-0474 | 3327 | ACTIVE
QSOR-0002762 | EXP-0474 | SUBCATEGORY | SUB-0474 | 3328 | ACTIVE
QSOR-0002763 | EXP-0474 | SUBCATEGORY | SUB-0474 | 3329 | ACTIVE
QSOR-0002764 | EXP-0474 | SUBCATEGORY | SUB-0474 | 3330 | ACTIVE
QSOR-0002765 | EXP-0475 | SUBCATEGORY | SUB-0475 | 3332 | ACTIVE
QSOR-0002766 | EXP-0475 | SUBCATEGORY | SUB-0475 | 3333 | ACTIVE
QSOR-0002767 | EXP-0475 | SUBCATEGORY | SUB-0475 | 3334 | ACTIVE
QSOR-0002768 | EXP-0475 | SUBCATEGORY | SUB-0475 | 3335 | ACTIVE
QSOR-0002769 | EXP-0475 | SUBCATEGORY | SUB-0475 | 3336 | ACTIVE
QSOR-0002770 | EXP-0475 | SUBCATEGORY | SUB-0475 | 3337 | ACTIVE
QSOR-0002771 | EXP-0476 | SUBCATEGORY | SUB-0476 | 3339 | ACTIVE
QSOR-0002772 | EXP-0476 | SUBCATEGORY | SUB-0476 | 3340 | ACTIVE
QSOR-0002773 | EXP-0476 | SUBCATEGORY | SUB-0476 | 3341 | ACTIVE
QSOR-0002774 | EXP-0476 | SUBCATEGORY | SUB-0476 | 3342 | ACTIVE
QSOR-0002775 | EXP-0476 | SUBCATEGORY | SUB-0476 | 3343 | ACTIVE
QSOR-0002776 | EXP-0476 | SUBCATEGORY | SUB-0476 | 3344 | ACTIVE
QSOR-0002777 | EXP-0477 | SUBCATEGORY | SUB-0477 | 3346 | ACTIVE
QSOR-0002778 | EXP-0477 | SUBCATEGORY | SUB-0477 | 3347 | ACTIVE
QSOR-0002779 | EXP-0477 | SUBCATEGORY | SUB-0477 | 3348 | ACTIVE
QSOR-0002780 | EXP-0477 | SUBCATEGORY | SUB-0477 | 3349 | ACTIVE
QSOR-0002781 | EXP-0477 | SUBCATEGORY | SUB-0477 | 3350 | ACTIVE
QSOR-0002782 | EXP-0477 | SUBCATEGORY | SUB-0477 | 3351 | ACTIVE
QSOR-0002783 | EXP-0478 | SUBCATEGORY | SUB-0478 | 3353 | ACTIVE
QSOR-0002784 | EXP-0478 | SUBCATEGORY | SUB-0478 | 3354 | ACTIVE
QSOR-0002785 | EXP-0478 | SUBCATEGORY | SUB-0478 | 3355 | ACTIVE
QSOR-0002786 | EXP-0478 | SUBCATEGORY | SUB-0478 | 3356 | ACTIVE
QSOR-0002787 | EXP-0478 | SUBCATEGORY | SUB-0478 | 3357 | ACTIVE
QSOR-0002788 | EXP-0478 | SUBCATEGORY | SUB-0478 | 3358 | ACTIVE
QSOR-0002789 | EXP-0479 | SUBCATEGORY | SUB-0479 | 3360 | ACTIVE
QSOR-0002790 | EXP-0479 | SUBCATEGORY | SUB-0479 | 3361 | ACTIVE
QSOR-0002791 | EXP-0479 | SUBCATEGORY | SUB-0479 | 3362 | ACTIVE
QSOR-0002792 | EXP-0479 | SUBCATEGORY | SUB-0479 | 3363 | ACTIVE
QSOR-0002793 | EXP-0479 | SUBCATEGORY | SUB-0479 | 3364 | ACTIVE
QSOR-0002794 | EXP-0479 | SUBCATEGORY | SUB-0479 | 3365 | ACTIVE
QSOR-0002795 | EXP-0480 | SUBCATEGORY | SUB-0480 | 3367 | ACTIVE
QSOR-0002796 | EXP-0480 | SUBCATEGORY | SUB-0480 | 3368 | ACTIVE
QSOR-0002797 | EXP-0480 | SUBCATEGORY | SUB-0480 | 3369 | ACTIVE
QSOR-0002798 | EXP-0480 | SUBCATEGORY | SUB-0480 | 3370 | ACTIVE
QSOR-0002799 | EXP-0480 | SUBCATEGORY | SUB-0480 | 3371 | ACTIVE
QSOR-0002800 | EXP-0480 | SUBCATEGORY | SUB-0480 | 3372 | ACTIVE
QSOR-0002801 | EXP-0481 | SUBCATEGORY | SUB-0481 | 3374 | ACTIVE
QSOR-0002802 | EXP-0481 | SUBCATEGORY | SUB-0481 | 3375 | ACTIVE
QSOR-0002803 | EXP-0481 | SUBCATEGORY | SUB-0481 | 3376 | ACTIVE
QSOR-0002804 | EXP-0481 | SUBCATEGORY | SUB-0481 | 3377 | ACTIVE
QSOR-0002805 | EXP-0481 | SUBCATEGORY | SUB-0481 | 3378 | ACTIVE
QSOR-0002806 | EXP-0481 | SUBCATEGORY | SUB-0481 | 3379 | ACTIVE
QSOR-0002807 | EXP-0482 | SUBCATEGORY | SUB-0482 | 3381 | ACTIVE
QSOR-0002808 | EXP-0482 | SUBCATEGORY | SUB-0482 | 3382 | ACTIVE
QSOR-0002809 | EXP-0482 | SUBCATEGORY | SUB-0482 | 3383 | ACTIVE
QSOR-0002810 | EXP-0482 | SUBCATEGORY | SUB-0482 | 3384 | ACTIVE
QSOR-0002811 | EXP-0482 | SUBCATEGORY | SUB-0482 | 3385 | ACTIVE
QSOR-0002812 | EXP-0482 | SUBCATEGORY | SUB-0482 | 3386 | ACTIVE
QSOR-0002813 | EXP-0482 | SUBCATEGORY | SUB-0482 | 3387 | ACTIVE
QSOR-0002814 | EXP-0482 | SUBCATEGORY | SUB-0482 | 3388 | ACTIVE
QSOR-0002815 | EXP-0482 | SUBCATEGORY | SUB-0482 | 3389 | ACTIVE
QSOR-0002816 | EXP-0482 | SUBCATEGORY | SUB-0482 | 3390 | ACTIVE
QSOR-0002817 | EXP-0483 | SUBCATEGORY | SUB-0483 | 3392 | ACTIVE
QSOR-0002818 | EXP-0483 | SUBCATEGORY | SUB-0483 | 3393 | ACTIVE
QSOR-0002819 | EXP-0483 | SUBCATEGORY | SUB-0483 | 3394 | ACTIVE
QSOR-0002820 | EXP-0483 | SUBCATEGORY | SUB-0483 | 3395 | ACTIVE
QSOR-0002821 | EXP-0483 | SUBCATEGORY | SUB-0483 | 3396 | ACTIVE
QSOR-0002822 | EXP-0483 | SUBCATEGORY | SUB-0483 | 3397 | ACTIVE
QSOR-0002823 | EXP-0483 | SUBCATEGORY | SUB-0483 | 3398 | ACTIVE
QSOR-0002824 | EXP-0483 | SUBCATEGORY | SUB-0483 | 3399 | ACTIVE
QSOR-0002825 | EXP-0483 | SUBCATEGORY | SUB-0483 | 3400 | ACTIVE
QSOR-0002826 | EXP-0484 | SUBCATEGORY | SUB-0484 | 3402 | ACTIVE
QSOR-0002827 | EXP-0484 | SUBCATEGORY | SUB-0484 | 3403 | ACTIVE
QSOR-0002828 | EXP-0484 | SUBCATEGORY | SUB-0484 | 3404 | ACTIVE
QSOR-0002829 | EXP-0484 | SUBCATEGORY | SUB-0484 | 3405 | ACTIVE
QSOR-0002830 | EXP-0484 | SUBCATEGORY | SUB-0484 | 3406 | ACTIVE
QSOR-0002831 | EXP-0484 | SUBCATEGORY | SUB-0484 | 3407 | ACTIVE
QSOR-0002832 | EXP-0484 | SUBCATEGORY | SUB-0484 | 3408 | ACTIVE
QSOR-0002833 | EXP-0484 | SUBCATEGORY | SUB-0484 | 3409 | ACTIVE
QSOR-0002834 | EXP-0484 | SUBCATEGORY | SUB-0484 | 3410 | ACTIVE
QSOR-0002835 | EXP-0484 | SUBCATEGORY | SUB-0484 | 3411 | ACTIVE
QSOR-0002836 | EXP-0485 | SUBCATEGORY | SUB-0485 | 3413 | ACTIVE
QSOR-0002837 | EXP-0485 | SUBCATEGORY | SUB-0485 | 3414 | ACTIVE
QSOR-0002838 | EXP-0485 | SUBCATEGORY | SUB-0485 | 3415 | ACTIVE
QSOR-0002839 | EXP-0485 | SUBCATEGORY | SUB-0485 | 3416 | ACTIVE
QSOR-0002840 | EXP-0485 | SUBCATEGORY | SUB-0485 | 3417 | ACTIVE
QSOR-0002841 | EXP-0485 | SUBCATEGORY | SUB-0485 | 3418 | ACTIVE
QSOR-0002842 | EXP-0485 | SUBCATEGORY | SUB-0485 | 3419 | ACTIVE
QSOR-0002843 | EXP-0485 | SUBCATEGORY | SUB-0485 | 3420 | ACTIVE
QSOR-0002844 | EXP-0485 | SUBCATEGORY | SUB-0485 | 3421 | ACTIVE
QSOR-0002845 | EXP-0485 | SUBCATEGORY | SUB-0485 | 3422 | ACTIVE
QSOR-0002846 | EXP-0486 | SUBCATEGORY | SUB-0486 | 3424 | ACTIVE
QSOR-0002847 | EXP-0486 | SUBCATEGORY | SUB-0486 | 3425 | ACTIVE
QSOR-0002848 | EXP-0486 | SUBCATEGORY | SUB-0486 | 3426 | ACTIVE
QSOR-0002849 | EXP-0486 | SUBCATEGORY | SUB-0486 | 3427 | ACTIVE
QSOR-0002850 | EXP-0486 | SUBCATEGORY | SUB-0486 | 3428 | ACTIVE
QSOR-0002851 | EXP-0486 | SUBCATEGORY | SUB-0486 | 3429 | ACTIVE
QSOR-0002852 | EXP-0486 | SUBCATEGORY | SUB-0486 | 3430 | ACTIVE
QSOR-0002853 | EXP-0486 | SUBCATEGORY | SUB-0486 | 3431 | ACTIVE
QSOR-0002854 | EXP-0486 | SUBCATEGORY | SUB-0486 | 3432 | ACTIVE
QSOR-0002855 | EXP-0486 | SUBCATEGORY | SUB-0486 | 3433 | ACTIVE
QSOR-0002856 | EXP-0487 | SUBCATEGORY | SUB-0487 | 3435 | ACTIVE
QSOR-0002857 | EXP-0487 | SUBCATEGORY | SUB-0487 | 3436 | ACTIVE
QSOR-0002858 | EXP-0487 | SUBCATEGORY | SUB-0487 | 3437 | ACTIVE
QSOR-0002859 | EXP-0487 | SUBCATEGORY | SUB-0487 | 3438 | ACTIVE
QSOR-0002860 | EXP-0487 | SUBCATEGORY | SUB-0487 | 3439 | ACTIVE
QSOR-0002861 | EXP-0487 | SUBCATEGORY | SUB-0487 | 3440 | ACTIVE
QSOR-0002862 | EXP-0487 | SUBCATEGORY | SUB-0487 | 3441 | ACTIVE
QSOR-0002863 | EXP-0487 | SUBCATEGORY | SUB-0487 | 3442 | ACTIVE
QSOR-0002864 | EXP-0488 | SUBCATEGORY | SUB-0488 | 3444 | ACTIVE
QSOR-0002865 | EXP-0488 | SUBCATEGORY | SUB-0488 | 3445 | ACTIVE
QSOR-0002866 | EXP-0488 | SUBCATEGORY | SUB-0488 | 3446 | ACTIVE
QSOR-0002867 | EXP-0488 | SUBCATEGORY | SUB-0488 | 3447 | ACTIVE
QSOR-0002868 | EXP-0488 | SUBCATEGORY | SUB-0488 | 3448 | ACTIVE
QSOR-0002869 | EXP-0488 | SUBCATEGORY | SUB-0488 | 3449 | ACTIVE
QSOR-0002870 | EXP-0489 | SUBCATEGORY | SUB-0489 | 3451 | ACTIVE
QSOR-0002871 | EXP-0489 | SUBCATEGORY | SUB-0489 | 3452 | ACTIVE
QSOR-0002872 | EXP-0489 | SUBCATEGORY | SUB-0489 | 3453 | ACTIVE
QSOR-0002873 | EXP-0489 | SUBCATEGORY | SUB-0489 | 3454 | ACTIVE
QSOR-0002874 | EXP-0489 | SUBCATEGORY | SUB-0489 | 3455 | ACTIVE
QSOR-0002875 | EXP-0489 | SUBCATEGORY | SUB-0489 | 3456 | ACTIVE
QSOR-0002876 | EXP-0489 | SUBCATEGORY | SUB-0489 | 3457 | ACTIVE
QSOR-0002877 | EXP-0490 | SUBCATEGORY | SUB-0490 | 3459 | ACTIVE
QSOR-0002878 | EXP-0490 | SUBCATEGORY | SUB-0490 | 3460 | ACTIVE
QSOR-0002879 | EXP-0490 | SUBCATEGORY | SUB-0490 | 3461 | ACTIVE
QSOR-0002880 | EXP-0490 | SUBCATEGORY | SUB-0490 | 3462 | ACTIVE
QSOR-0002881 | EXP-0490 | SUBCATEGORY | SUB-0490 | 3463 | ACTIVE
QSOR-0002882 | EXP-0490 | SUBCATEGORY | SUB-0490 | 3464 | ACTIVE
QSOR-0002883 | EXP-0490 | SUBCATEGORY | SUB-0490 | 3465 | ACTIVE
QSOR-0002884 | EXP-0491 | SUBCATEGORY | SUB-0491 | 3467 | ACTIVE
QSOR-0002885 | EXP-0491 | SUBCATEGORY | SUB-0491 | 3468 | ACTIVE
QSOR-0002886 | EXP-0491 | SUBCATEGORY | SUB-0491 | 3469 | ACTIVE
QSOR-0002887 | EXP-0492 | SUBCATEGORY | SUB-0492 | 3471 | ACTIVE
QSOR-0002888 | EXP-0492 | SUBCATEGORY | SUB-0492 | 3472 | ACTIVE
QSOR-0002889 | EXP-0493 | SUBCATEGORY | SUB-0493 | 3474 | ACTIVE
QSOR-0002890 | EXP-0493 | SUBCATEGORY | SUB-0493 | 3475 | ACTIVE
QSOR-0002891 | EXP-0493 | SUBCATEGORY | SUB-0493 | 3476 | ACTIVE
QSOR-0002892 | EXP-0494 | SUBCATEGORY | SUB-0494 | 3478 | ACTIVE
QSOR-0002893 | EXP-0494 | SUBCATEGORY | SUB-0494 | 3479 | ACTIVE
QSOR-0002894 | EXP-0494 | SUBCATEGORY | SUB-0494 | 3480 | ACTIVE
QSOR-0002895 | EXP-0495 | SUBCATEGORY | SUB-0495 | 3482 | ACTIVE
QSOR-0002896 | EXP-0495 | SUBCATEGORY | SUB-0495 | 3483 | ACTIVE
QSOR-0002897 | EXP-0495 | SUBCATEGORY | SUB-0495 | 3484 | ACTIVE
QSOR-0002898 | EXP-0496 | SUBCATEGORY | SUB-0496 | 3486 | ACTIVE
QSOR-0002899 | EXP-0496 | SUBCATEGORY | SUB-0496 | 3487 | ACTIVE
QSOR-0002900 | EXP-0496 | SUBCATEGORY | SUB-0496 | 3488 | ACTIVE
QSOR-0002901 | EXP-0497 | SUBCATEGORY | SUB-0497 | 3490 | ACTIVE
QSOR-0002902 | EXP-0497 | SUBCATEGORY | SUB-0497 | 3491 | ACTIVE
QSOR-0002903 | EXP-0497 | SUBCATEGORY | SUB-0497 | 3492 | ACTIVE
QSOR-0002904 | EXP-0497 | SUBCATEGORY | SUB-0497 | 3493 | ACTIVE
QSOR-0002905 | EXP-0497 | SUBCATEGORY | SUB-0497 | 3494 | ACTIVE
QSOR-0002906 | EXP-0497 | SUBCATEGORY | SUB-0497 | 3495 | ACTIVE
QSOR-0002907 | EXP-0498 | SUBCATEGORY | SUB-0498 | 3497 | ACTIVE
QSOR-0002908 | EXP-0498 | SUBCATEGORY | SUB-0498 | 3498 | ACTIVE
QSOR-0002909 | EXP-0498 | SUBCATEGORY | SUB-0498 | 3499 | ACTIVE
QSOR-0002910 | EXP-0498 | SUBCATEGORY | SUB-0498 | 3500 | ACTIVE
QSOR-0002911 | EXP-0498 | SUBCATEGORY | SUB-0498 | 3501 | ACTIVE
QSOR-0002912 | EXP-0499 | SUBCATEGORY | SUB-0499 | 3503 | ACTIVE
QSOR-0002913 | EXP-0499 | SUBCATEGORY | SUB-0499 | 3504 | ACTIVE
QSOR-0002914 | EXP-0499 | SUBCATEGORY | SUB-0499 | 3505 | ACTIVE
QSOR-0002915 | EXP-0499 | SUBCATEGORY | SUB-0499 | 3506 | ACTIVE
QSOR-0002916 | EXP-0499 | SUBCATEGORY | SUB-0499 | 3507 | ACTIVE
QSOR-0002917 | EXP-0499 | SUBCATEGORY | SUB-0499 | 3508 | ACTIVE
QSOR-0002918 | EXP-0500 | SUBCATEGORY | SUB-0500 | 3510 | ACTIVE
QSOR-0002919 | EXP-0500 | SUBCATEGORY | SUB-0500 | 3511 | ACTIVE
QSOR-0002920 | EXP-0500 | SUBCATEGORY | SUB-0500 | 3512 | ACTIVE
QSOR-0002921 | EXP-0500 | SUBCATEGORY | SUB-0500 | 3513 | ACTIVE
QSOR-0002922 | EXP-0500 | SUBCATEGORY | SUB-0500 | 3514 | ACTIVE
QSOR-0002923 | EXP-0500 | SUBCATEGORY | SUB-0500 | 3515 | ACTIVE
QSOR-0002924 | EXP-0501 | SUBCATEGORY | SUB-0501 | 3517 | ACTIVE
QSOR-0002925 | EXP-0501 | SUBCATEGORY | SUB-0501 | 3518 | ACTIVE
QSOR-0002926 | EXP-0501 | SUBCATEGORY | SUB-0501 | 3519 | ACTIVE
QSOR-0002927 | EXP-0501 | SUBCATEGORY | SUB-0501 | 3520 | ACTIVE
QSOR-0002928 | EXP-0501 | SUBCATEGORY | SUB-0501 | 3521 | ACTIVE
QSOR-0002929 | EXP-0501 | SUBCATEGORY | SUB-0501 | 3522 | ACTIVE
QSOR-0002930 | EXP-0502 | SUBCATEGORY | SUB-0502 | 3524 | ACTIVE
QSOR-0002931 | EXP-0502 | SUBCATEGORY | SUB-0502 | 3525 | ACTIVE
QSOR-0002932 | EXP-0502 | SUBCATEGORY | SUB-0502 | 3526 | ACTIVE
QSOR-0002933 | EXP-0502 | SUBCATEGORY | SUB-0502 | 3527 | ACTIVE
QSOR-0002934 | EXP-0502 | SUBCATEGORY | SUB-0502 | 3528 | ACTIVE
QSOR-0002935 | EXP-0502 | SUBCATEGORY | SUB-0502 | 3529 | ACTIVE
QSOR-0002936 | EXP-0503 | SUBCATEGORY | SUB-0503 | 3531 | ACTIVE
QSOR-0002937 | EXP-0503 | SUBCATEGORY | SUB-0503 | 3532 | ACTIVE
QSOR-0002938 | EXP-0503 | SUBCATEGORY | SUB-0503 | 3533 | ACTIVE
QSOR-0002939 | EXP-0503 | SUBCATEGORY | SUB-0503 | 3534 | ACTIVE
QSOR-0002940 | EXP-0503 | SUBCATEGORY | SUB-0503 | 3535 | ACTIVE
QSOR-0002941 | EXP-0504 | SUBCATEGORY | SUB-0504 | 3537 | ACTIVE
QSOR-0002942 | EXP-0504 | SUBCATEGORY | SUB-0504 | 3538 | ACTIVE
QSOR-0002943 | EXP-0504 | SUBCATEGORY | SUB-0504 | 3539 | ACTIVE
QSOR-0002944 | EXP-0504 | SUBCATEGORY | SUB-0504 | 3540 | ACTIVE
QSOR-0002945 | EXP-0504 | SUBCATEGORY | SUB-0504 | 3541 | ACTIVE
QSOR-0002946 | EXP-0504 | SUBCATEGORY | SUB-0504 | 3542 | ACTIVE
QSOR-0002947 | EXP-0505 | SUBCATEGORY | SUB-0505 | 3544 | ACTIVE
QSOR-0002948 | EXP-0505 | SUBCATEGORY | SUB-0505 | 3545 | ACTIVE
QSOR-0002949 | EXP-0505 | SUBCATEGORY | SUB-0505 | 3546 | ACTIVE
QSOR-0002950 | EXP-0505 | SUBCATEGORY | SUB-0505 | 3547 | ACTIVE
QSOR-0002951 | EXP-0505 | SUBCATEGORY | SUB-0505 | 3548 | ACTIVE
QSOR-0002952 | EXP-0505 | SUBCATEGORY | SUB-0505 | 3549 | ACTIVE
QSOR-0002953 | EXP-0506 | SUBCATEGORY | SUB-0506 | 3551 | ACTIVE
QSOR-0002954 | EXP-0506 | SUBCATEGORY | SUB-0506 | 3552 | ACTIVE
QSOR-0002955 | EXP-0506 | SUBCATEGORY | SUB-0506 | 3553 | ACTIVE
QSOR-0002956 | EXP-0506 | SUBCATEGORY | SUB-0506 | 3554 | ACTIVE
QSOR-0002957 | EXP-0506 | SUBCATEGORY | SUB-0506 | 3555 | ACTIVE
QSOR-0002958 | EXP-0506 | SUBCATEGORY | SUB-0506 | 3556 | ACTIVE
QSOR-0002959 | EXP-0507 | SUBCATEGORY | SUB-0507 | 3558 | ACTIVE
QSOR-0002960 | EXP-0507 | SUBCATEGORY | SUB-0507 | 3559 | ACTIVE
QSOR-0002961 | EXP-0507 | SUBCATEGORY | SUB-0507 | 3560 | ACTIVE
QSOR-0002962 | EXP-0507 | SUBCATEGORY | SUB-0507 | 3561 | ACTIVE
QSOR-0002963 | EXP-0507 | SUBCATEGORY | SUB-0507 | 3562 | ACTIVE
QSOR-0002964 | EXP-0508 | SUBCATEGORY | SUB-0508 | 3564 | ACTIVE
QSOR-0002965 | EXP-0508 | SUBCATEGORY | SUB-0508 | 3565 | ACTIVE
QSOR-0002966 | EXP-0508 | SUBCATEGORY | SUB-0508 | 3566 | ACTIVE
QSOR-0002967 | EXP-0508 | SUBCATEGORY | SUB-0508 | 3567 | ACTIVE
QSOR-0002968 | EXP-0508 | SUBCATEGORY | SUB-0508 | 3568 | ACTIVE
QSOR-0002969 | EXP-0508 | SUBCATEGORY | SUB-0508 | 3569 | ACTIVE
QSOR-0002970 | EXP-0509 | SUBCATEGORY | SUB-0509 | 3571 | ACTIVE
QSOR-0002971 | EXP-0509 | SUBCATEGORY | SUB-0509 | 3572 | ACTIVE
QSOR-0002972 | EXP-0509 | SUBCATEGORY | SUB-0509 | 3573 | ACTIVE
QSOR-0002973 | EXP-0509 | SUBCATEGORY | SUB-0509 | 3574 | ACTIVE
QSOR-0002974 | EXP-0509 | SUBCATEGORY | SUB-0509 | 3575 | ACTIVE
QSOR-0002975 | EXP-0509 | SUBCATEGORY | SUB-0509 | 3576 | ACTIVE
QSOR-0002976 | EXP-0510 | SUBCATEGORY | SUB-0510 | 3578 | ACTIVE
QSOR-0002977 | EXP-0510 | SUBCATEGORY | SUB-0510 | 3579 | ACTIVE
QSOR-0002978 | EXP-0510 | SUBCATEGORY | SUB-0510 | 3580 | ACTIVE
QSOR-0002979 | EXP-0510 | SUBCATEGORY | SUB-0510 | 3581 | ACTIVE
QSOR-0002980 | EXP-0510 | SUBCATEGORY | SUB-0510 | 3582 | ACTIVE
QSOR-0002981 | EXP-0510 | SUBCATEGORY | SUB-0510 | 3583 | ACTIVE
QSOR-0002982 | EXP-0511 | SUBCATEGORY | SUB-0511 | 3585 | ACTIVE
QSOR-0002983 | EXP-0511 | SUBCATEGORY | SUB-0511 | 3586 | ACTIVE
QSOR-0002984 | EXP-0511 | SUBCATEGORY | SUB-0511 | 3587 | ACTIVE
QSOR-0002985 | EXP-0512 | SUBCATEGORY | SUB-0512 | 3589 | ACTIVE
QSOR-0002986 | EXP-0512 | SUBCATEGORY | SUB-0512 | 3590 | ACTIVE
QSOR-0002987 | EXP-0512 | SUBCATEGORY | SUB-0512 | 3591 | ACTIVE
QSOR-0002988 | EXP-0512 | SUBCATEGORY | SUB-0512 | 3592 | ACTIVE
QSOR-0002989 | EXP-0512 | SUBCATEGORY | SUB-0512 | 3593 | ACTIVE
QSOR-0002990 | EXP-0512 | SUBCATEGORY | SUB-0512 | 3594 | ACTIVE
QSOR-0002991 | EXP-0512 | SUBCATEGORY | SUB-0512 | 3595 | ACTIVE
QSOR-0002992 | EXP-0512 | SUBCATEGORY | SUB-0512 | 3596 | ACTIVE
QSOR-0002993 | EXP-0512 | SUBCATEGORY | SUB-0512 | 3597 | ACTIVE
QSOR-0002994 | EXP-0512 | SUBCATEGORY | SUB-0512 | 3598 | ACTIVE
QSOR-0002995 | EXP-0512 | SUBCATEGORY | SUB-0512 | 3599 | ACTIVE
QSOR-0002996 | EXP-0512 | SUBCATEGORY | SUB-0512 | 3600 | ACTIVE
QSOR-0002997 | EXP-0512 | SUBCATEGORY | SUB-0512 | 3601 | ACTIVE
QSOR-0002998 | EXP-0512 | SUBCATEGORY | SUB-0512 | 3602 | ACTIVE
QSOR-0002999 | EXP-0512 | SUBCATEGORY | SUB-0512 | 3603 | ACTIVE
QSOR-0003000 | EXP-0513 | SUBCATEGORY | SUB-0513 | 3605 | ACTIVE
QSOR-0003001 | EXP-0513 | SUBCATEGORY | SUB-0513 | 3606 | ACTIVE
QSOR-0003002 | EXP-0513 | SUBCATEGORY | SUB-0513 | 3607 | ACTIVE
QSOR-0003003 | EXP-0513 | SUBCATEGORY | SUB-0513 | 3608 | ACTIVE
QSOR-0003004 | EXP-0513 | SUBCATEGORY | SUB-0513 | 3609 | ACTIVE
QSOR-0003005 | EXP-0513 | SUBCATEGORY | SUB-0513 | 3610 | ACTIVE
QSOR-0003006 | EXP-0513 | SUBCATEGORY | SUB-0513 | 3611 | ACTIVE
QSOR-0003007 | EXP-0513 | SUBCATEGORY | SUB-0513 | 3612 | ACTIVE
QSOR-0003008 | EXP-0513 | SUBCATEGORY | SUB-0513 | 3613 | ACTIVE
QSOR-0003009 | EXP-0513 | SUBCATEGORY | SUB-0513 | 3614 | ACTIVE
QSOR-0003010 | EXP-0513 | SUBCATEGORY | SUB-0513 | 3615 | ACTIVE
QSOR-0003011 | EXP-0513 | SUBCATEGORY | SUB-0513 | 3616 | ACTIVE
QSOR-0003012 | EXP-0513 | SUBCATEGORY | SUB-0513 | 3617 | ACTIVE
QSOR-0003013 | EXP-0513 | SUBCATEGORY | SUB-0513 | 3618 | ACTIVE
QSOR-0003014 | EXP-0513 | SUBCATEGORY | SUB-0513 | 3619 | ACTIVE
QSOR-0003015 | EXP-0513 | SUBCATEGORY | SUB-0513 | 3620 | ACTIVE
QSOR-0003016 | EXP-0513 | SUBCATEGORY | SUB-0513 | 3621 | ACTIVE
QSOR-0003017 | EXP-0514 | SUBCATEGORY | SUB-0514 | 3623 | ACTIVE
QSOR-0003018 | EXP-0514 | SUBCATEGORY | SUB-0514 | 3624 | ACTIVE
QSOR-0003019 | EXP-0514 | SUBCATEGORY | SUB-0514 | 3625 | ACTIVE
QSOR-0003020 | EXP-0514 | SUBCATEGORY | SUB-0514 | 3626 | ACTIVE
QSOR-0003021 | EXP-0514 | SUBCATEGORY | SUB-0514 | 3627 | ACTIVE
QSOR-0003022 | EXP-0514 | SUBCATEGORY | SUB-0514 | 3628 | ACTIVE
QSOR-0003023 | EXP-0514 | SUBCATEGORY | SUB-0514 | 3629 | ACTIVE
QSOR-0003024 | EXP-0514 | SUBCATEGORY | SUB-0514 | 3630 | ACTIVE
QSOR-0003025 | EXP-0514 | SUBCATEGORY | SUB-0514 | 3631 | ACTIVE
QSOR-0003026 | EXP-0514 | SUBCATEGORY | SUB-0514 | 3632 | ACTIVE
QSOR-0003027 | EXP-0514 | SUBCATEGORY | SUB-0514 | 3633 | ACTIVE
QSOR-0003028 | EXP-0514 | SUBCATEGORY | SUB-0514 | 3634 | ACTIVE
QSOR-0003029 | EXP-0514 | SUBCATEGORY | SUB-0514 | 3635 | ACTIVE
QSOR-0003030 | EXP-0514 | SUBCATEGORY | SUB-0514 | 3636 | ACTIVE
QSOR-0003031 | EXP-0514 | SUBCATEGORY | SUB-0514 | 3637 | ACTIVE
QSOR-0003032 | EXP-0514 | SUBCATEGORY | SUB-0514 | 3638 | ACTIVE
QSOR-0003033 | EXP-0514 | SUBCATEGORY | SUB-0514 | 3639 | ACTIVE
QSOR-0003034 | EXP-0515 | SUBCATEGORY | SUB-0515 | 3641 | ACTIVE
QSOR-0003035 | EXP-0515 | SUBCATEGORY | SUB-0515 | 3642 | ACTIVE
QSOR-0003036 | EXP-0515 | SUBCATEGORY | SUB-0515 | 3643 | ACTIVE
QSOR-0003037 | EXP-0515 | SUBCATEGORY | SUB-0515 | 3644 | ACTIVE
QSOR-0003038 | EXP-0515 | SUBCATEGORY | SUB-0515 | 3645 | ACTIVE
QSOR-0003039 | EXP-0515 | SUBCATEGORY | SUB-0515 | 3646 | ACTIVE
QSOR-0003040 | EXP-0515 | SUBCATEGORY | SUB-0515 | 3647 | ACTIVE
QSOR-0003041 | EXP-0515 | SUBCATEGORY | SUB-0515 | 3648 | ACTIVE
QSOR-0003042 | EXP-0515 | SUBCATEGORY | SUB-0515 | 3649 | ACTIVE
QSOR-0003043 | EXP-0515 | SUBCATEGORY | SUB-0515 | 3650 | ACTIVE
QSOR-0003044 | EXP-0515 | SUBCATEGORY | SUB-0515 | 3651 | ACTIVE
QSOR-0003045 | EXP-0515 | SUBCATEGORY | SUB-0515 | 3652 | ACTIVE
QSOR-0003046 | EXP-0515 | SUBCATEGORY | SUB-0515 | 3653 | ACTIVE
QSOR-0003047 | EXP-0515 | SUBCATEGORY | SUB-0515 | 3654 | ACTIVE
QSOR-0003048 | EXP-0515 | SUBCATEGORY | SUB-0515 | 3655 | ACTIVE
QSOR-0003049 | EXP-0515 | SUBCATEGORY | SUB-0515 | 3656 | ACTIVE
QSOR-0003050 | EXP-0515 | SUBCATEGORY | SUB-0515 | 3657 | ACTIVE
QSOR-0003051 | EXP-0516 | SUBCATEGORY | SUB-0516 | 3659 | ACTIVE
QSOR-0003052 | EXP-0516 | SUBCATEGORY | SUB-0516 | 3660 | ACTIVE
QSOR-0003053 | EXP-0516 | SUBCATEGORY | SUB-0516 | 3661 | ACTIVE
QSOR-0003054 | EXP-0516 | SUBCATEGORY | SUB-0516 | 3662 | ACTIVE
QSOR-0003055 | EXP-0516 | SUBCATEGORY | SUB-0516 | 3663 | ACTIVE
QSOR-0003056 | EXP-0516 | SUBCATEGORY | SUB-0516 | 3664 | ACTIVE
QSOR-0003057 | EXP-0516 | SUBCATEGORY | SUB-0516 | 3665 | ACTIVE
QSOR-0003058 | EXP-0516 | SUBCATEGORY | SUB-0516 | 3666 | ACTIVE
QSOR-0003059 | EXP-0516 | SUBCATEGORY | SUB-0516 | 3667 | ACTIVE
QSOR-0003060 | EXP-0516 | SUBCATEGORY | SUB-0516 | 3668 | ACTIVE
QSOR-0003061 | EXP-0516 | SUBCATEGORY | SUB-0516 | 3669 | ACTIVE
QSOR-0003062 | EXP-0516 | SUBCATEGORY | SUB-0516 | 3670 | ACTIVE
QSOR-0003063 | EXP-0516 | SUBCATEGORY | SUB-0516 | 3671 | ACTIVE
QSOR-0003064 | EXP-0516 | SUBCATEGORY | SUB-0516 | 3672 | ACTIVE
QSOR-0003065 | EXP-0516 | SUBCATEGORY | SUB-0516 | 3673 | ACTIVE
QSOR-0003066 | EXP-0516 | SUBCATEGORY | SUB-0516 | 3674 | ACTIVE
QSOR-0003067 | EXP-0516 | SUBCATEGORY | SUB-0516 | 3675 | ACTIVE
QSOR-0003068 | EXP-0517 | SUBCATEGORY | SUB-0517 | 3677 | ACTIVE
QSOR-0003069 | EXP-0517 | SUBCATEGORY | SUB-0517 | 3678 | ACTIVE
QSOR-0003070 | EXP-0517 | SUBCATEGORY | SUB-0517 | 3679 | ACTIVE
QSOR-0003071 | EXP-0517 | SUBCATEGORY | SUB-0517 | 3680 | ACTIVE
QSOR-0003072 | EXP-0517 | SUBCATEGORY | SUB-0517 | 3681 | ACTIVE
QSOR-0003073 | EXP-0517 | SUBCATEGORY | SUB-0517 | 3682 | ACTIVE
QSOR-0003074 | EXP-0517 | SUBCATEGORY | SUB-0517 | 3683 | ACTIVE
QSOR-0003075 | EXP-0517 | SUBCATEGORY | SUB-0517 | 3684 | ACTIVE
QSOR-0003076 | EXP-0517 | SUBCATEGORY | SUB-0517 | 3685 | ACTIVE
QSOR-0003077 | EXP-0517 | SUBCATEGORY | SUB-0517 | 3686 | ACTIVE
QSOR-0003078 | EXP-0517 | SUBCATEGORY | SUB-0517 | 3687 | ACTIVE
QSOR-0003079 | EXP-0517 | SUBCATEGORY | SUB-0517 | 3688 | ACTIVE
QSOR-0003080 | EXP-0517 | SUBCATEGORY | SUB-0517 | 3689 | ACTIVE
QSOR-0003081 | EXP-0517 | SUBCATEGORY | SUB-0517 | 3690 | ACTIVE
QSOR-0003082 | EXP-0517 | SUBCATEGORY | SUB-0517 | 3691 | ACTIVE
QSOR-0003083 | EXP-0517 | SUBCATEGORY | SUB-0517 | 3692 | ACTIVE
QSOR-0003084 | EXP-0517 | SUBCATEGORY | SUB-0517 | 3693 | ACTIVE
QSOR-0003085 | EXP-0518 | SUBCATEGORY | SUB-0518 | 3695 | ACTIVE
QSOR-0003086 | EXP-0518 | SUBCATEGORY | SUB-0518 | 3696 | ACTIVE
QSOR-0003087 | EXP-0518 | SUBCATEGORY | SUB-0518 | 3697 | ACTIVE
QSOR-0003088 | EXP-0518 | SUBCATEGORY | SUB-0518 | 3698 | ACTIVE
QSOR-0003089 | EXP-0518 | SUBCATEGORY | SUB-0518 | 3699 | ACTIVE
QSOR-0003090 | EXP-0518 | SUBCATEGORY | SUB-0518 | 3700 | ACTIVE
QSOR-0003091 | EXP-0518 | SUBCATEGORY | SUB-0518 | 3701 | ACTIVE
QSOR-0003092 | EXP-0518 | SUBCATEGORY | SUB-0518 | 3702 | ACTIVE
QSOR-0003093 | EXP-0518 | SUBCATEGORY | SUB-0518 | 3703 | ACTIVE
QSOR-0003094 | EXP-0518 | SUBCATEGORY | SUB-0518 | 3704 | ACTIVE
QSOR-0003095 | EXP-0518 | SUBCATEGORY | SUB-0518 | 3705 | ACTIVE
QSOR-0003096 | EXP-0518 | SUBCATEGORY | SUB-0518 | 3706 | ACTIVE
QSOR-0003097 | EXP-0518 | SUBCATEGORY | SUB-0518 | 3707 | ACTIVE
QSOR-0003098 | EXP-0518 | SUBCATEGORY | SUB-0518 | 3708 | ACTIVE
QSOR-0003099 | EXP-0518 | SUBCATEGORY | SUB-0518 | 3709 | ACTIVE
QSOR-0003100 | EXP-0518 | SUBCATEGORY | SUB-0518 | 3710 | ACTIVE
QSOR-0003101 | EXP-0518 | SUBCATEGORY | SUB-0518 | 3711 | ACTIVE
QSOR-0003102 | EXP-0519 | SUBCATEGORY | SUB-0519 | 3713 | ACTIVE
QSOR-0003103 | EXP-0519 | SUBCATEGORY | SUB-0519 | 3714 | ACTIVE
QSOR-0003104 | EXP-0519 | SUBCATEGORY | SUB-0519 | 3715 | ACTIVE
QSOR-0003105 | EXP-0519 | SUBCATEGORY | SUB-0519 | 3716 | ACTIVE
QSOR-0003106 | EXP-0519 | SUBCATEGORY | SUB-0519 | 3717 | ACTIVE
QSOR-0003107 | EXP-0519 | SUBCATEGORY | SUB-0519 | 3718 | ACTIVE
QSOR-0003108 | EXP-0519 | SUBCATEGORY | SUB-0519 | 3719 | ACTIVE
QSOR-0003109 | EXP-0519 | SUBCATEGORY | SUB-0519 | 3720 | ACTIVE
QSOR-0003110 | EXP-0519 | SUBCATEGORY | SUB-0519 | 3721 | ACTIVE
QSOR-0003111 | EXP-0519 | SUBCATEGORY | SUB-0519 | 3722 | ACTIVE
QSOR-0003112 | EXP-0519 | SUBCATEGORY | SUB-0519 | 3723 | ACTIVE
QSOR-0003113 | EXP-0519 | SUBCATEGORY | SUB-0519 | 3724 | ACTIVE
QSOR-0003114 | EXP-0519 | SUBCATEGORY | SUB-0519 | 3725 | ACTIVE
QSOR-0003115 | EXP-0519 | SUBCATEGORY | SUB-0519 | 3726 | ACTIVE
QSOR-0003116 | EXP-0520 | SUBCATEGORY | SUB-0520 | 3728 | ACTIVE
QSOR-0003117 | EXP-0520 | SUBCATEGORY | SUB-0520 | 3729 | ACTIVE
QSOR-0003118 | EXP-0520 | SUBCATEGORY | SUB-0520 | 3730 | ACTIVE
QSOR-0003119 | EXP-0520 | SUBCATEGORY | SUB-0520 | 3731 | ACTIVE
QSOR-0003120 | EXP-0520 | SUBCATEGORY | SUB-0520 | 3732 | ACTIVE
QSOR-0003121 | EXP-0520 | SUBCATEGORY | SUB-0520 | 3733 | ACTIVE
QSOR-0003122 | EXP-0520 | SUBCATEGORY | SUB-0520 | 3734 | ACTIVE
QSOR-0003123 | EXP-0520 | SUBCATEGORY | SUB-0520 | 3735 | ACTIVE
QSOR-0003124 | EXP-0520 | SUBCATEGORY | SUB-0520 | 3736 | ACTIVE
QSOR-0003125 | EXP-0521 | SUBCATEGORY | SUB-0521 | 3738 | ACTIVE
QSOR-0003126 | EXP-0521 | SUBCATEGORY | SUB-0521 | 3739 | ACTIVE
QSOR-0003127 | EXP-0521 | SUBCATEGORY | SUB-0521 | 3740 | ACTIVE
QSOR-0003128 | EXP-0521 | SUBCATEGORY | SUB-0521 | 3741 | ACTIVE
QSOR-0003129 | EXP-0521 | SUBCATEGORY | SUB-0521 | 3742 | ACTIVE
QSOR-0003130 | EXP-0521 | SUBCATEGORY | SUB-0521 | 3743 | ACTIVE
QSOR-0003131 | EXP-0521 | SUBCATEGORY | SUB-0521 | 3744 | ACTIVE
QSOR-0003132 | EXP-0521 | SUBCATEGORY | SUB-0521 | 3745 | ACTIVE
QSOR-0003133 | EXP-0521 | SUBCATEGORY | SUB-0521 | 3746 | ACTIVE
QSOR-0003134 | EXP-0522 | SUBCATEGORY | SUB-0522 | 3748 | ACTIVE
QSOR-0003135 | EXP-0522 | SUBCATEGORY | SUB-0522 | 3749 | ACTIVE
QSOR-0003136 | EXP-0522 | SUBCATEGORY | SUB-0522 | 3750 | ACTIVE
QSOR-0003137 | EXP-0522 | SUBCATEGORY | SUB-0522 | 3751 | ACTIVE
QSOR-0003138 | EXP-0522 | SUBCATEGORY | SUB-0522 | 3752 | ACTIVE
QSOR-0003139 | EXP-0522 | SUBCATEGORY | SUB-0522 | 3753 | ACTIVE
QSOR-0003140 | EXP-0522 | SUBCATEGORY | SUB-0522 | 3754 | ACTIVE
QSOR-0003141 | EXP-0522 | SUBCATEGORY | SUB-0522 | 3755 | ACTIVE
QSOR-0003142 | EXP-0522 | SUBCATEGORY | SUB-0522 | 3756 | ACTIVE
QSOR-0003143 | EXP-0523 | SUBCATEGORY | SUB-0523 | 3758 | ACTIVE
QSOR-0003144 | EXP-0523 | SUBCATEGORY | SUB-0523 | 3759 | ACTIVE
QSOR-0003145 | EXP-0523 | SUBCATEGORY | SUB-0523 | 3760 | ACTIVE
QSOR-0003146 | EXP-0523 | SUBCATEGORY | SUB-0523 | 3761 | ACTIVE
QSOR-0003147 | EXP-0523 | SUBCATEGORY | SUB-0523 | 3762 | ACTIVE
QSOR-0003148 | EXP-0523 | SUBCATEGORY | SUB-0523 | 3763 | ACTIVE
QSOR-0003149 | EXP-0523 | SUBCATEGORY | SUB-0523 | 3764 | ACTIVE
QSOR-0003150 | EXP-0523 | SUBCATEGORY | SUB-0523 | 3765 | ACTIVE
QSOR-0003151 | EXP-0523 | SUBCATEGORY | SUB-0523 | 3766 | ACTIVE
QSOR-0003152 | EXP-0524 | SUBCATEGORY | SUB-0524 | 3768 | ACTIVE
QSOR-0003153 | EXP-0524 | SUBCATEGORY | SUB-0524 | 3769 | ACTIVE
QSOR-0003154 | EXP-0524 | SUBCATEGORY | SUB-0524 | 3770 | ACTIVE
QSOR-0003155 | EXP-0524 | SUBCATEGORY | SUB-0524 | 3771 | ACTIVE
QSOR-0003156 | EXP-0524 | SUBCATEGORY | SUB-0524 | 3772 | ACTIVE
QSOR-0003157 | EXP-0524 | SUBCATEGORY | SUB-0524 | 3773 | ACTIVE
QSOR-0003158 | EXP-0524 | SUBCATEGORY | SUB-0524 | 3774 | ACTIVE
QSOR-0003159 | EXP-0524 | SUBCATEGORY | SUB-0524 | 3775 | ACTIVE
QSOR-0003160 | EXP-0524 | SUBCATEGORY | SUB-0524 | 3776 | ACTIVE
QSOR-0003161 | EXP-0525 | SUBCATEGORY | SUB-0525 | 3778 | ACTIVE
QSOR-0003162 | EXP-0525 | SUBCATEGORY | SUB-0525 | 3779 | ACTIVE
QSOR-0003163 | EXP-0525 | SUBCATEGORY | SUB-0525 | 3780 | ACTIVE
QSOR-0003164 | EXP-0525 | SUBCATEGORY | SUB-0525 | 3781 | ACTIVE
QSOR-0003165 | EXP-0525 | SUBCATEGORY | SUB-0525 | 3782 | ACTIVE
QSOR-0003166 | EXP-0525 | SUBCATEGORY | SUB-0525 | 3783 | ACTIVE
QSOR-0003167 | EXP-0525 | SUBCATEGORY | SUB-0525 | 3784 | ACTIVE
QSOR-0003168 | EXP-0525 | SUBCATEGORY | SUB-0525 | 3785 | ACTIVE
QSOR-0003169 | EXP-0525 | SUBCATEGORY | SUB-0525 | 3786 | ACTIVE
QSOR-0003170 | EXP-0526 | SUBCATEGORY | SUB-0526 | 3789 | ACTIVE
QSOR-0003171 | EXP-0526 | SUBCATEGORY | SUB-0526 | 3790 | ACTIVE
QSOR-0003172 | EXP-0526 | SUBCATEGORY | SUB-0526 | 3791 | ACTIVE
QSOR-0003173 | EXP-0526 | SUBCATEGORY | SUB-0526 | 3792 | ACTIVE
QSOR-0003174 | EXP-0526 | SUBCATEGORY | SUB-0526 | 3793 | ACTIVE
QSOR-0003175 | EXP-0526 | SUBCATEGORY | SUB-0526 | 3794 | ACTIVE
QSOR-0003176 | EXP-0527 | SUBCATEGORY | SUB-0527 | 3797 | ACTIVE
QSOR-0003177 | EXP-0527 | SUBCATEGORY | SUB-0527 | 3798 | ACTIVE
QSOR-0003178 | EXP-0527 | SUBCATEGORY | SUB-0527 | 3799 | ACTIVE
QSOR-0003179 | EXP-0527 | SUBCATEGORY | SUB-0527 | 3800 | ACTIVE
QSOR-0003180 | EXP-0527 | SUBCATEGORY | SUB-0527 | 3801 | ACTIVE
QSOR-0003181 | EXP-0528 | SUBCATEGORY | SUB-0528 | 3803 | ACTIVE
QSOR-0003182 | EXP-0528 | SUBCATEGORY | SUB-0528 | 3804 | ACTIVE
QSOR-0003183 | EXP-0528 | SUBCATEGORY | SUB-0528 | 3805 | ACTIVE
QSOR-0003184 | EXP-0529 | SUBCATEGORY | SUB-0529 | 3807 | ACTIVE
QSOR-0003185 | EXP-0529 | SUBCATEGORY | SUB-0529 | 3808 | ACTIVE
QSOR-0003186 | EXP-0529 | SUBCATEGORY | SUB-0529 | 3809 | ACTIVE
QSOR-0003187 | EXP-0530 | SUBCATEGORY | SUB-0530 | 3811 | ACTIVE
QSOR-0003188 | EXP-0530 | SUBCATEGORY | SUB-0530 | 3812 | ACTIVE
QSOR-0003189 | EXP-0530 | SUBCATEGORY | SUB-0530 | 3813 | ACTIVE
QSOR-0003190 | EXP-0530 | SUBCATEGORY | SUB-0530 | 3814 | ACTIVE
QSOR-0003191 | EXP-0531 | SUBCATEGORY | SUB-0531 | 3817 | ACTIVE
QSOR-0003192 | EXP-0531 | SUBCATEGORY | SUB-0531 | 3818 | ACTIVE
QSOR-0003193 | EXP-0531 | SUBCATEGORY | SUB-0531 | 3819 | ACTIVE
QSOR-0003194 | EXP-0531 | SUBCATEGORY | SUB-0531 | 3820 | ACTIVE
QSOR-0003195 | EXP-0531 | SUBCATEGORY | SUB-0531 | 3821 | ACTIVE
QSOR-0003196 | EXP-0531 | SUBCATEGORY | SUB-0531 | 3822 | ACTIVE
QSOR-0003197 | EXP-0531 | SUBCATEGORY | SUB-0531 | 3823 | ACTIVE
QSOR-0003198 | EXP-0531 | SUBCATEGORY | SUB-0531 | 3824 | ACTIVE
QSOR-0003199 | EXP-0531 | SUBCATEGORY | SUB-0531 | 3825 | ACTIVE
QSOR-0003200 | EXP-0531 | SUBCATEGORY | SUB-0531 | 3826 | ACTIVE
QSOR-0003201 | EXP-0531 | SUBCATEGORY | SUB-0531 | 3827 | ACTIVE
QSOR-0003202 | EXP-0531 | SUBCATEGORY | SUB-0531 | 3828 | ACTIVE
QSOR-0003203 | EXP-0531 | SUBCATEGORY | SUB-0531 | 3829 | ACTIVE
QSOR-0003204 | EXP-0531 | SUBCATEGORY | SUB-0531 | 3830 | ACTIVE
QSOR-0003205 | EXP-0531 | SUBCATEGORY | SUB-0531 | 3831 | ACTIVE
QSOR-0003206 | EXP-0532 | SUBCATEGORY | SUB-0532 | 3834 | ACTIVE
QSOR-0003207 | EXP-0532 | SUBCATEGORY | SUB-0532 | 3835 | ACTIVE
QSOR-0003208 | EXP-0532 | SUBCATEGORY | SUB-0532 | 3836 | ACTIVE
QSOR-0003209 | EXP-0532 | SUBCATEGORY | SUB-0532 | 3837 | ACTIVE
QSOR-0003210 | EXP-0532 | SUBCATEGORY | SUB-0532 | 3838 | ACTIVE
QSOR-0003211 | EXP-0532 | SUBCATEGORY | SUB-0532 | 3839 | ACTIVE
QSOR-0003212 | EXP-0533 | SUBCATEGORY | SUB-0533 | 3841 | ACTIVE
QSOR-0003213 | EXP-0533 | SUBCATEGORY | SUB-0533 | 3842 | ACTIVE
QSOR-0003214 | EXP-0533 | SUBCATEGORY | SUB-0533 | 3843 | ACTIVE
QSOR-0003215 | EXP-0533 | SUBCATEGORY | SUB-0533 | 3844 | ACTIVE
QSOR-0003216 | EXP-0534 | SUBCATEGORY | SUB-0534 | 3846 | ACTIVE
QSOR-0003217 | EXP-0534 | SUBCATEGORY | SUB-0534 | 3847 | ACTIVE
QSOR-0003218 | EXP-0534 | SUBCATEGORY | SUB-0534 | 3848 | ACTIVE
QSOR-0003219 | EXP-0534 | SUBCATEGORY | SUB-0534 | 3849 | ACTIVE
QSOR-0003220 | EXP-0535 | SUBCATEGORY | SUB-0535 | 3851 | ACTIVE
QSOR-0003221 | EXP-0535 | SUBCATEGORY | SUB-0535 | 3852 | ACTIVE
QSOR-0003222 | EXP-0535 | SUBCATEGORY | SUB-0535 | 3853 | ACTIVE
QSOR-0003223 | EXP-0535 | SUBCATEGORY | SUB-0535 | 3854 | ACTIVE
QSOR-0003224 | EXP-0536 | SUBCATEGORY | SUB-0536 | 3856 | ACTIVE
QSOR-0003225 | EXP-0536 | SUBCATEGORY | SUB-0536 | 3857 | ACTIVE
QSOR-0003226 | EXP-0536 | SUBCATEGORY | SUB-0536 | 3858 | ACTIVE
QSOR-0003227 | EXP-0536 | SUBCATEGORY | SUB-0536 | 3859 | ACTIVE
QSOR-0003228 | EXP-0536 | SUBCATEGORY | SUB-0536 | 3860 | ACTIVE
QSOR-0003229 | EXP-0536 | SUBCATEGORY | SUB-0536 | 3861 | ACTIVE
QSOR-0003230 | EXP-0536 | SUBCATEGORY | SUB-0536 | 3862 | ACTIVE
QSOR-0003231 | EXP-0537 | SUBCATEGORY | SUB-0537 | 3864 | ACTIVE
QSOR-0003232 | EXP-0537 | SUBCATEGORY | SUB-0537 | 3865 | ACTIVE
QSOR-0003233 | EXP-0537 | SUBCATEGORY | SUB-0537 | 3866 | ACTIVE
QSOR-0003234 | EXP-0537 | SUBCATEGORY | SUB-0537 | 3867 | ACTIVE
QSOR-0003235 | EXP-0537 | SUBCATEGORY | SUB-0537 | 3868 | ACTIVE
QSOR-0003236 | EXP-0537 | SUBCATEGORY | SUB-0537 | 3869 | ACTIVE
QSOR-0003237 | EXP-0537 | SUBCATEGORY | SUB-0537 | 3870 | ACTIVE
QSOR-0003238 | EXP-0538 | SUBCATEGORY | SUB-0538 | 3872 | ACTIVE
QSOR-0003239 | EXP-0538 | SUBCATEGORY | SUB-0538 | 3873 | ACTIVE
QSOR-0003240 | EXP-0538 | SUBCATEGORY | SUB-0538 | 3874 | ACTIVE
QSOR-0003241 | EXP-0538 | SUBCATEGORY | SUB-0538 | 3875 | ACTIVE
QSOR-0003242 | EXP-0538 | SUBCATEGORY | SUB-0538 | 3876 | ACTIVE
QSOR-0003243 | EXP-0538 | SUBCATEGORY | SUB-0538 | 3877 | ACTIVE
QSOR-0003244 | EXP-0538 | SUBCATEGORY | SUB-0538 | 3878 | ACTIVE
QSOR-0003245 | EXP-0539 | SUBCATEGORY | SUB-0539 | 3880 | ACTIVE
QSOR-0003246 | EXP-0539 | SUBCATEGORY | SUB-0539 | 3881 | ACTIVE
QSOR-0003247 | EXP-0539 | SUBCATEGORY | SUB-0539 | 3882 | ACTIVE
QSOR-0003248 | EXP-0540 | SUBCATEGORY | SUB-0540 | 3884 | ACTIVE
QSOR-0003249 | EXP-0540 | SUBCATEGORY | SUB-0540 | 3885 | ACTIVE
QSOR-0003250 | EXP-0540 | SUBCATEGORY | SUB-0540 | 3886 | ACTIVE
QSOR-0003251 | EXP-0540 | SUBCATEGORY | SUB-0540 | 3887 | ACTIVE
QSOR-0003252 | EXP-0540 | SUBCATEGORY | SUB-0540 | 3888 | ACTIVE
QSOR-0003253 | EXP-0540 | SUBCATEGORY | SUB-0540 | 3889 | ACTIVE
QSOR-0003254 | EXP-0540 | SUBCATEGORY | SUB-0540 | 3890 | ACTIVE
QSOR-0003255 | EXP-0540 | SUBCATEGORY | SUB-0540 | 3891 | ACTIVE
QSOR-0003256 | EXP-0540 | SUBCATEGORY | SUB-0540 | 3892 | ACTIVE
QSOR-0003257 | EXP-0541 | SUBCATEGORY | SUB-0541 | 3894 | ACTIVE
QSOR-0003258 | EXP-0541 | SUBCATEGORY | SUB-0541 | 3895 | ACTIVE
QSOR-0003259 | EXP-0541 | SUBCATEGORY | SUB-0541 | 3896 | ACTIVE
QSOR-0003260 | EXP-0541 | SUBCATEGORY | SUB-0541 | 3897 | ACTIVE
QSOR-0003261 | EXP-0541 | SUBCATEGORY | SUB-0541 | 3898 | ACTIVE
QSOR-0003262 | EXP-0541 | SUBCATEGORY | SUB-0541 | 3899 | ACTIVE
QSOR-0003263 | EXP-0541 | SUBCATEGORY | SUB-0541 | 3900 | ACTIVE
QSOR-0003264 | EXP-0541 | SUBCATEGORY | SUB-0541 | 3901 | ACTIVE
QSOR-0003265 | EXP-0541 | SUBCATEGORY | SUB-0541 | 3902 | ACTIVE
QSOR-0003266 | EXP-0541 | SUBCATEGORY | SUB-0541 | 3903 | ACTIVE
QSOR-0003267 | EXP-0541 | SUBCATEGORY | SUB-0541 | 3904 | ACTIVE
QSOR-0003268 | EXP-0541 | SUBCATEGORY | SUB-0541 | 3905 | ACTIVE
QSOR-0003269 | EXP-0541 | SUBCATEGORY | SUB-0541 | 3906 | ACTIVE
QSOR-0003270 | EXP-0541 | SUBCATEGORY | SUB-0541 | 3907 | ACTIVE
QSOR-0003271 | EXP-0541 | SUBCATEGORY | SUB-0541 | 3908 | ACTIVE
QSOR-0003272 | EXP-0542 | SUBCATEGORY | SUB-0542 | 3911 | ACTIVE
QSOR-0003273 | EXP-0542 | SUBCATEGORY | SUB-0542 | 3912 | ACTIVE
QSOR-0003274 | EXP-0542 | SUBCATEGORY | SUB-0542 | 3913 | ACTIVE
QSOR-0003275 | EXP-0542 | SUBCATEGORY | SUB-0542 | 3914 | ACTIVE
QSOR-0003276 | EXP-0542 | SUBCATEGORY | SUB-0542 | 3915 | ACTIVE
QSOR-0003277 | EXP-0542 | SUBCATEGORY | SUB-0542 | 3916 | ACTIVE
QSOR-0003278 | EXP-0543 | SUBCATEGORY | SUB-0543 | 3918 | ACTIVE
QSOR-0003279 | EXP-0543 | SUBCATEGORY | SUB-0543 | 3919 | ACTIVE
QSOR-0003280 | EXP-0543 | SUBCATEGORY | SUB-0543 | 3920 | ACTIVE
QSOR-0003281 | EXP-0543 | SUBCATEGORY | SUB-0543 | 3921 | ACTIVE
QSOR-0003282 | EXP-0543 | SUBCATEGORY | SUB-0543 | 3922 | ACTIVE
QSOR-0003283 | EXP-0543 | SUBCATEGORY | SUB-0543 | 3923 | ACTIVE
QSOR-0003284 | EXP-0543 | SUBCATEGORY | SUB-0543 | 3924 | ACTIVE
QSOR-0003285 | EXP-0544 | SUBCATEGORY | SUB-0544 | 3926 | ACTIVE
QSOR-0003286 | EXP-0544 | SUBCATEGORY | SUB-0544 | 3927 | ACTIVE
QSOR-0003287 | EXP-0544 | SUBCATEGORY | SUB-0544 | 3928 | ACTIVE
QSOR-0003288 | EXP-0544 | SUBCATEGORY | SUB-0544 | 3929 | ACTIVE
QSOR-0003289 | EXP-0544 | SUBCATEGORY | SUB-0544 | 3930 | ACTIVE
QSOR-0003290 | EXP-0544 | SUBCATEGORY | SUB-0544 | 3931 | ACTIVE
QSOR-0003291 | EXP-0544 | SUBCATEGORY | SUB-0544 | 3932 | ACTIVE
QSOR-0003292 | EXP-0544 | SUBCATEGORY | SUB-0544 | 3933 | ACTIVE
QSOR-0003293 | EXP-0544 | SUBCATEGORY | SUB-0544 | 3934 | ACTIVE
QSOR-0003294 | EXP-0544 | SUBCATEGORY | SUB-0544 | 3935 | ACTIVE
QSOR-0003295 | EXP-0545 | SUBCATEGORY | SUB-0545 | 3937 | ACTIVE
QSOR-0003296 | EXP-0545 | SUBCATEGORY | SUB-0545 | 3938 | ACTIVE
QSOR-0003297 | EXP-0545 | SUBCATEGORY | SUB-0545 | 3939 | ACTIVE
QSOR-0003298 | EXP-0545 | SUBCATEGORY | SUB-0545 | 3940 | ACTIVE
QSOR-0003299 | EXP-0545 | SUBCATEGORY | SUB-0545 | 3941 | ACTIVE
QSOR-0003300 | EXP-0545 | SUBCATEGORY | SUB-0545 | 3942 | ACTIVE
QSOR-0003301 | EXP-0545 | SUBCATEGORY | SUB-0545 | 3943 | ACTIVE
QSOR-0003302 | EXP-0545 | SUBCATEGORY | SUB-0545 | 3944 | ACTIVE
QSOR-0003303 | EXP-0545 | SUBCATEGORY | SUB-0545 | 3945 | ACTIVE
QSOR-0003304 | EXP-0545 | SUBCATEGORY | SUB-0545 | 3946 | ACTIVE
QSOR-0003305 | EXP-0546 | SUBCATEGORY | SUB-0546 | 3948 | ACTIVE
QSOR-0003306 | EXP-0546 | SUBCATEGORY | SUB-0546 | 3949 | ACTIVE
QSOR-0003307 | EXP-0546 | SUBCATEGORY | SUB-0546 | 3950 | ACTIVE
QSOR-0003308 | EXP-0546 | SUBCATEGORY | SUB-0546 | 3951 | ACTIVE
QSOR-0003309 | EXP-0546 | SUBCATEGORY | SUB-0546 | 3952 | ACTIVE
QSOR-0003310 | EXP-0546 | SUBCATEGORY | SUB-0546 | 3953 | ACTIVE
QSOR-0003311 | EXP-0546 | SUBCATEGORY | SUB-0546 | 3954 | ACTIVE
QSOR-0003312 | EXP-0546 | SUBCATEGORY | SUB-0546 | 3955 | ACTIVE
QSOR-0003313 | EXP-0546 | SUBCATEGORY | SUB-0546 | 3956 | ACTIVE
QSOR-0003314 | EXP-0546 | SUBCATEGORY | SUB-0546 | 3957 | ACTIVE
QSOR-0003315 | EXP-0547 | SUBCATEGORY | SUB-0547 | 3959 | ACTIVE
QSOR-0003316 | EXP-0547 | SUBCATEGORY | SUB-0547 | 3960 | ACTIVE
QSOR-0003317 | EXP-0547 | SUBCATEGORY | SUB-0547 | 3961 | ACTIVE
QSOR-0003318 | EXP-0547 | SUBCATEGORY | SUB-0547 | 3962 | ACTIVE
QSOR-0003319 | EXP-0547 | SUBCATEGORY | SUB-0547 | 3963 | ACTIVE
QSOR-0003320 | EXP-0547 | SUBCATEGORY | SUB-0547 | 3964 | ACTIVE
QSOR-0003321 | EXP-0547 | SUBCATEGORY | SUB-0547 | 3965 | ACTIVE
QSOR-0003322 | EXP-0547 | SUBCATEGORY | SUB-0547 | 3966 | ACTIVE
QSOR-0003323 | EXP-0547 | SUBCATEGORY | SUB-0547 | 3967 | ACTIVE
QSOR-0003324 | EXP-0547 | SUBCATEGORY | SUB-0547 | 3968 | ACTIVE
QSOR-0003325 | EXP-0548 | SUBCATEGORY | SUB-0548 | 3971 | ACTIVE
QSOR-0003326 | EXP-0548 | SUBCATEGORY | SUB-0548 | 3972 | ACTIVE
QSOR-0003327 | EXP-0548 | SUBCATEGORY | SUB-0548 | 3973 | ACTIVE
QSOR-0003328 | EXP-0548 | SUBCATEGORY | SUB-0548 | 3974 | ACTIVE
QSOR-0003329 | EXP-0548 | SUBCATEGORY | SUB-0548 | 3975 | ACTIVE
QSOR-0003330 | EXP-0548 | SUBCATEGORY | SUB-0548 | 3976 | ACTIVE
QSOR-0003331 | EXP-0548 | SUBCATEGORY | SUB-0548 | 3977 | ACTIVE
QSOR-0003332 | EXP-0548 | SUBCATEGORY | SUB-0548 | 3978 | ACTIVE
QSOR-0003333 | EXP-0548 | SUBCATEGORY | SUB-0548 | 3979 | ACTIVE
QSOR-0003334 | EXP-0549 | SUBCATEGORY | SUB-0549 | 3982 | ACTIVE
QSOR-0003335 | EXP-0549 | SUBCATEGORY | SUB-0549 | 3983 | ACTIVE
QSOR-0003336 | EXP-0549 | SUBCATEGORY | SUB-0549 | 3984 | ACTIVE
QSOR-0003338 | EXP-0550 | SUBCATEGORY | SUB-0550 | 3987 | ACTIVE
QSOR-0003339 | EXP-0550 | SUBCATEGORY | SUB-0550 | 3988 | ACTIVE
QSOR-0003340 | EXP-0550 | SUBCATEGORY | SUB-0550 | 3989 | ACTIVE
QSOR-0003341 | EXP-0550 | SUBCATEGORY | SUB-0550 | 3990 | ACTIVE
QSOR-0003342 | EXP-0551 | SUBCATEGORY | SUB-0551 | 3993 | ACTIVE
QSOR-0003343 | EXP-0551 | SUBCATEGORY | SUB-0551 | 3994 | ACTIVE
QSOR-0003344 | EXP-0551 | SUBCATEGORY | SUB-0551 | 3995 | ACTIVE
QSOR-0003345 | EXP-0551 | SUBCATEGORY | SUB-0551 | 3996 | ACTIVE
QSOR-0003346 | EXP-0551 | SUBCATEGORY | SUB-0551 | 3997 | ACTIVE
QSOR-0003347 | EXP-0551 | SUBCATEGORY | SUB-0551 | 3998 | ACTIVE
QSOR-0003348 | EXP-0551 | SUBCATEGORY | SUB-0551 | 3999 | ACTIVE
QSOR-0003349 | EXP-0552 | SUBCATEGORY | SUB-0552 | 4001 | ACTIVE
QSOR-0003350 | EXP-0552 | SUBCATEGORY | SUB-0552 | 4002 | ACTIVE
QSOR-0003351 | EXP-0552 | SUBCATEGORY | SUB-0552 | 4003 | ACTIVE
QSOR-0003352 | EXP-0552 | SUBCATEGORY | SUB-0552 | 4004 | ACTIVE
QSOR-0003353 | EXP-0552 | SUBCATEGORY | SUB-0552 | 4005 | ACTIVE
QSOR-0003354 | EXP-0552 | SUBCATEGORY | SUB-0552 | 4006 | ACTIVE
QSOR-0003355 | EXP-0552 | SUBCATEGORY | SUB-0552 | 4007 | ACTIVE
QSOR-0003356 | EXP-0552 | SUBCATEGORY | SUB-0552 | 4008 | ACTIVE
QSOR-0003357 | EXP-0553 | SUBCATEGORY | SUB-0553 | 4010 | ACTIVE
QSOR-0003358 | EXP-0553 | SUBCATEGORY | SUB-0553 | 4011 | ACTIVE
QSOR-0003359 | EXP-0553 | SUBCATEGORY | SUB-0553 | 4012 | ACTIVE
QSOR-0003360 | EXP-0554 | SUBCATEGORY | SUB-0554 | 4014 | ACTIVE
QSOR-0003361 | EXP-0555 | SUBCATEGORY | SUB-0555 | 4016 | ACTIVE
QSOR-0003362 | EXP-0555 | SUBCATEGORY | SUB-0555 | 4017 | ACTIVE
QSOR-0003363 | EXP-0555 | SUBCATEGORY | SUB-0555 | 4018 | ACTIVE
QSOR-0003364 | EXP-0555 | SUBCATEGORY | SUB-0555 | 4019 | ACTIVE
QSOR-0003365 | EXP-0556 | SUBCATEGORY | SUB-0556 | 4021 | ACTIVE
QSOR-0003366 | EXP-0556 | SUBCATEGORY | SUB-0556 | 4022 | ACTIVE
QSOR-0003367 | EXP-0556 | SUBCATEGORY | SUB-0556 | 4023 | ACTIVE
QSOR-0003368 | EXP-0556 | SUBCATEGORY | SUB-0556 | 4024 | ACTIVE
QSOR-0003369 | EXP-0557 | SUBCATEGORY | SUB-0557 | 4026 | ACTIVE
QSOR-0003370 | EXP-0557 | SUBCATEGORY | SUB-0557 | 4027 | ACTIVE
QSOR-0003371 | EXP-0558 | SUBCATEGORY | SUB-0558 | 4029 | ACTIVE
QSOR-0003372 | EXP-0559 | SUBCATEGORY | SUB-0559 | 4031 | ACTIVE
QSOR-0003373 | EXP-0559 | SUBCATEGORY | SUB-0559 | 4032 | ACTIVE
QSOR-0003374 | EXP-0559 | SUBCATEGORY | SUB-0559 | 4033 | ACTIVE
QSOR-0003375 | EXP-0559 | SUBCATEGORY | SUB-0559 | 4034 | ACTIVE
QSOR-0003376 | EXP-0560 | SUBCATEGORY | SUB-0560 | 4036 | ACTIVE
QSOR-0003377 | EXP-0560 | SUBCATEGORY | SUB-0560 | 4037 | ACTIVE
QSOR-0003378 | EXP-0560 | SUBCATEGORY | SUB-0560 | 4038 | ACTIVE
QSOR-0003379 | EXP-0561 | SUBCATEGORY | SUB-0561 | 4040 | ACTIVE
QSOR-0003380 | EXP-0561 | SUBCATEGORY | SUB-0561 | 4041 | ACTIVE
QSOR-0003381 | EXP-0561 | SUBCATEGORY | SUB-0561 | 4042 | ACTIVE
QSOR-0003382 | EXP-0562 | SUBCATEGORY | SUB-0562 | 4044 | ACTIVE
QSOR-0003383 | EXP-0562 | SUBCATEGORY | SUB-0562 | 4045 | ACTIVE
QSOR-0003384 | EXP-0562 | SUBCATEGORY | SUB-0562 | 4046 | ACTIVE
QSOR-0003385 | EXP-0563 | SUBCATEGORY | SUB-0563 | 4048 | ACTIVE
QSOR-0003386 | EXP-0563 | SUBCATEGORY | SUB-0563 | 4049 | ACTIVE
QSOR-0003387 | EXP-0564 | SUBCATEGORY | SUB-0564 | 4051 | ACTIVE
QSOR-0003388 | EXP-0564 | SUBCATEGORY | SUB-0564 | 4052 | ACTIVE
QSOR-0003389 | EXP-0565 | SUBCATEGORY | SUB-0565 | 4054 | ACTIVE
QSOR-0003390 | EXP-0566 | SUBCATEGORY | SUB-0566 | 4056 | ACTIVE
QSOR-0003391 | EXP-0566 | SUBCATEGORY | SUB-0566 | 4057 | ACTIVE
QSOR-0003392 | EXP-0566 | SUBCATEGORY | SUB-0566 | 4058 | ACTIVE
QSOR-0003393 | EXP-0566 | SUBCATEGORY | SUB-0566 | 4059 | ACTIVE
QSOR-0003394 | EXP-0566 | SUBCATEGORY | SUB-0566 | 4060 | ACTIVE
QSOR-0003395 | EXP-0567 | SUBCATEGORY | SUB-0567 | 4063 | ACTIVE
QSOR-0003396 | EXP-0567 | SUBCATEGORY | SUB-0567 | 4064 | ACTIVE
QSOR-0003397 | EXP-0568 | SUBCATEGORY | SUB-0568 | 4066 | ACTIVE
QSOR-0003398 | EXP-0568 | SUBCATEGORY | SUB-0568 | 4067 | ACTIVE
QSOR-0003399 | EXP-0568 | SUBCATEGORY | SUB-0568 | 4068 | ACTIVE
QSOR-0003400 | EXP-0569 | SUBCATEGORY | SUB-0569 | 4070 | ACTIVE
QSOR-0003401 | EXP-0569 | SUBCATEGORY | SUB-0569 | 4071 | ACTIVE
QSOR-0003402 | EXP-0570 | SUBCATEGORY | SUB-0570 | 4073 | ACTIVE
QSOR-0003403 | EXP-0570 | SUBCATEGORY | SUB-0570 | 4074 | ACTIVE
QSOR-0003404 | EXP-0571 | SUBCATEGORY | SUB-0571 | 4076 | ACTIVE
QSOR-0003405 | EXP-0571 | SUBCATEGORY | SUB-0571 | 4077 | ACTIVE
QSOR-0003406 | EXP-0571 | SUBCATEGORY | SUB-0571 | 4078 | ACTIVE
QSOR-0003407 | EXP-0572 | SUBCATEGORY | SUB-0572 | 4080 | ACTIVE
QSOR-0003408 | EXP-0572 | SUBCATEGORY | SUB-0572 | 4081 | ACTIVE
QSOR-0003409 | EXP-0572 | SUBCATEGORY | SUB-0572 | 4082 | ACTIVE
QSOR-0003411 | EXP-0573 | SUBCATEGORY | SUB-0573 | 4085 | ACTIVE
QSOR-0003412 | EXP-0573 | SUBCATEGORY | SUB-0573 | 4086 | ACTIVE
QSOR-0003413 | EXP-0573 | SUBCATEGORY | SUB-0573 | 4087 | ACTIVE
QSOR-0003414 | EXP-0573 | SUBCATEGORY | SUB-0573 | 4088 | ACTIVE
QSOR-0003415 | EXP-0573 | SUBCATEGORY | SUB-0573 | 4089 | ACTIVE
QSOR-0003416 | EXP-0573 | SUBCATEGORY | SUB-0573 | 4090 | ACTIVE
QSOR-0003417 | EXP-0573 | SUBCATEGORY | SUB-0573 | 4091 | ACTIVE
QSOR-0003418 | EXP-0573 | SUBCATEGORY | SUB-0573 | 4092 | ACTIVE
QSOR-0003419 | EXP-0573 | SUBCATEGORY | SUB-0573 | 4093 | ACTIVE
QSOR-0003420 | EXP-0573 | SUBCATEGORY | SUB-0573 | 4094 | ACTIVE
QSOR-0003421 | EXP-0573 | SUBCATEGORY | SUB-0573 | 4095 | ACTIVE
QSOR-0003423 | EXP-0574 | SUBCATEGORY | SUB-0574 | 4098 | ACTIVE
QSOR-0003424 | EXP-0574 | SUBCATEGORY | SUB-0574 | 4099 | ACTIVE
QSOR-0003425 | EXP-0574 | SUBCATEGORY | SUB-0574 | 4100 | ACTIVE
QSOR-0003426 | EXP-0574 | SUBCATEGORY | SUB-0574 | 4101 | ACTIVE
QSOR-0003427 | EXP-0574 | SUBCATEGORY | SUB-0574 | 4102 | ACTIVE
QSOR-0003428 | EXP-0574 | SUBCATEGORY | SUB-0574 | 4103 | ACTIVE
QSOR-0003429 | EXP-0574 | SUBCATEGORY | SUB-0574 | 4104 | ACTIVE
QSOR-0003430 | EXP-0574 | SUBCATEGORY | SUB-0574 | 4105 | ACTIVE
QSOR-0003431 | EXP-0574 | SUBCATEGORY | SUB-0574 | 4106 | ACTIVE
QSOR-0003432 | EXP-0574 | SUBCATEGORY | SUB-0574 | 4107 | ACTIVE
QSOR-0003433 | EXP-0574 | SUBCATEGORY | SUB-0574 | 4108 | ACTIVE
QSOR-0003434 | EXP-0574 | SUBCATEGORY | SUB-0574 | 4109 | ACTIVE
QSOR-0003435 | EXP-0574 | SUBCATEGORY | SUB-0574 | 4110 | ACTIVE
QSOR-0003436 | EXP-0574 | SUBCATEGORY | SUB-0574 | 4111 | ACTIVE
QSOR-0003437 | EXP-0574 | SUBCATEGORY | SUB-0574 | 4112 | ACTIVE
QSOR-0003439 | EXP-0575 | SUBCATEGORY | SUB-0575 | 4114 | ACTIVE
QSOR-0003440 | EXP-0575 | SUBCATEGORY | SUB-0575 | 4115 | ACTIVE
QSOR-0003441 | EXP-0575 | SUBCATEGORY | SUB-0575 | 4116 | ACTIVE
QSOR-0003442 | EXP-0575 | SUBCATEGORY | SUB-0575 | 4117 | ACTIVE
QSOR-0003443 | EXP-0575 | SUBCATEGORY | SUB-0575 | 4118 | ACTIVE
QSOR-0003444 | EXP-0575 | SUBCATEGORY | SUB-0575 | 4119 | ACTIVE
QSOR-0003445 | EXP-0575 | SUBCATEGORY | SUB-0575 | 4120 | ACTIVE
QSOR-0003446 | EXP-0576 | SUBCATEGORY | SUB-0576 | 4123 | ACTIVE
QSOR-0003447 | EXP-0576 | SUBCATEGORY | SUB-0576 | 4124 | ACTIVE
QSOR-0003448 | EXP-0576 | SUBCATEGORY | SUB-0576 | 4125 | ACTIVE
QSOR-0003449 | EXP-0577 | SUBCATEGORY | SUB-0577 | 4127 | ACTIVE
QSOR-0003450 | EXP-0577 | SUBCATEGORY | SUB-0577 | 4128 | ACTIVE
QSOR-0003451 | EXP-0577 | SUBCATEGORY | SUB-0577 | 4129 | ACTIVE
QSOR-0003452 | EXP-0578 | SUBCATEGORY | SUB-0578 | 4131 | ACTIVE
QSOR-0003453 | EXP-0578 | SUBCATEGORY | SUB-0578 | 4132 | ACTIVE
QSOR-0003454 | EXP-0578 | SUBCATEGORY | SUB-0578 | 4133 | ACTIVE
QSOR-0003455 | EXP-0578 | SUBCATEGORY | SUB-0578 | 4134 | ACTIVE
QSOR-0003456 | EXP-0578 | SUBCATEGORY | SUB-0578 | 4135 | ACTIVE
QSOR-0003457 | EXP-0578 | SUBCATEGORY | SUB-0578 | 4136 | ACTIVE
QSOR-0003458 | EXP-0579 | SUBCATEGORY | SUB-0579 | 4138 | ACTIVE
QSOR-0003459 | EXP-0579 | SUBCATEGORY | SUB-0579 | 4139 | ACTIVE
QSOR-0003460 | EXP-0579 | SUBCATEGORY | SUB-0579 | 4140 | ACTIVE
QSOR-0003461 | EXP-0579 | SUBCATEGORY | SUB-0579 | 4141 | ACTIVE
QSOR-0003462 | EXP-0579 | SUBCATEGORY | SUB-0579 | 4142 | ACTIVE
QSOR-0003463 | EXP-0579 | SUBCATEGORY | SUB-0579 | 4143 | ACTIVE
QSOR-0003465 | EXP-0580 | SUBCATEGORY | SUB-0580 | 4146 | ACTIVE
QSOR-0003466 | EXP-0580 | SUBCATEGORY | SUB-0580 | 4147 | ACTIVE
QSOR-0003467 | EXP-0580 | SUBCATEGORY | SUB-0580 | 4148 | ACTIVE
QSOR-0003468 | EXP-0580 | SUBCATEGORY | SUB-0580 | 4149 | ACTIVE
QSOR-0003469 | EXP-0580 | SUBCATEGORY | SUB-0580 | 4150 | ACTIVE
QSOR-0003470 | EXP-0580 | SUBCATEGORY | SUB-0580 | 4151 | ACTIVE
QSOR-0003471 | EXP-0580 | SUBCATEGORY | SUB-0580 | 4152 | ACTIVE
QSOR-0003472 | EXP-0580 | SUBCATEGORY | SUB-0580 | 4153 | ACTIVE
QSOR-0003473 | EXP-0580 | SUBCATEGORY | SUB-0580 | 4154 | ACTIVE
QSOR-0003474 | EXP-0580 | SUBCATEGORY | SUB-0580 | 4155 | ACTIVE
QSOR-0003475 | EXP-0580 | SUBCATEGORY | SUB-0580 | 4156 | ACTIVE
QSOR-0003476 | EXP-0581 | SUBCATEGORY | SUB-0581 | 4158 | ACTIVE
QSOR-0003477 | EXP-0581 | SUBCATEGORY | SUB-0581 | 4159 | ACTIVE
QSOR-0003478 | EXP-0582 | SUBCATEGORY | SUB-0582 | 4161 | ACTIVE
QSOR-0003479 | EXP-0582 | SUBCATEGORY | SUB-0582 | 4162 | ACTIVE
QSOR-0003480 | EXP-0583 | SUBCATEGORY | SUB-0583 | 4164 | ACTIVE
QSOR-0003481 | EXP-0583 | SUBCATEGORY | SUB-0583 | 4165 | ACTIVE
QSOR-0003482 | EXP-0584 | SUBCATEGORY | SUB-0584 | 4167 | ACTIVE
QSOR-0003483 | EXP-0584 | SUBCATEGORY | SUB-0584 | 4168 | ACTIVE
QSOR-0003484 | EXP-0584 | SUBCATEGORY | SUB-0584 | 4169 | ACTIVE
QSOR-0003485 | EXP-0584 | SUBCATEGORY | SUB-0584 | 4170 | ACTIVE
QSOR-0003486 | EXP-0585 | SUBCATEGORY | SUB-0585 | 4172 | ACTIVE
QSOR-0003487 | EXP-0586 | SUBCATEGORY | SUB-0586 | 4174 | ACTIVE
QSOR-0003488 | EXP-0586 | SUBCATEGORY | SUB-0586 | 4175 | ACTIVE
QSOR-0003489 | EXP-0586 | SUBCATEGORY | SUB-0586 | 4176 | ACTIVE
QSOR-0003490 | EXP-0586 | SUBCATEGORY | SUB-0586 | 4177 | ACTIVE
QSOR-0003491 | EXP-0586 | SUBCATEGORY | SUB-0586 | 4178 | ACTIVE
QSOR-0003492 | EXP-0587 | SUBCATEGORY | SUB-0587 | 4180 | ACTIVE
QSOR-0003493 | EXP-0587 | SUBCATEGORY | SUB-0587 | 4181 | ACTIVE
QSOR-0003494 | EXP-0588 | SUBCATEGORY | SUB-0588 | 4183 | ACTIVE
QSOR-0003495 | EXP-0588 | SUBCATEGORY | SUB-0588 | 4184 | ACTIVE
QSOR-0003496 | EXP-0588 | SUBCATEGORY | SUB-0588 | 4185 | ACTIVE
QSOR-0003497 | EXP-0588 | SUBCATEGORY | SUB-0588 | 4186 | ACTIVE
QSOR-0003498 | EXP-0589 | SUBCATEGORY | SUB-0589 | 4188 | ACTIVE
QSOR-0003499 | EXP-0589 | SUBCATEGORY | SUB-0589 | 4189 | ACTIVE
QSOR-0003500 | EXP-0589 | SUBCATEGORY | SUB-0589 | 4190 | ACTIVE
QSOR-0003501 | EXP-0589 | SUBCATEGORY | SUB-0589 | 4191 | ACTIVE
QSOR-0003502 | EXP-0589 | SUBCATEGORY | SUB-0589 | 4192 | ACTIVE
QSOR-0003503 | EXP-0590 | SUBCATEGORY | SUB-0590 | 4194 | ACTIVE
QSOR-0003504 | EXP-0590 | SUBCATEGORY | SUB-0590 | 4195 | ACTIVE
QSOR-0003505 | EXP-0590 | SUBCATEGORY | SUB-0590 | 4196 | ACTIVE
QSOR-0003506 | EXP-0590 | SUBCATEGORY | SUB-0590 | 4197 | ACTIVE
QSOR-0003507 | EXP-0590 | SUBCATEGORY | SUB-0590 | 4198 | ACTIVE
QSOR-0003508 | EXP-0591 | SUBCATEGORY | SUB-0591 | 4200 | ACTIVE
QSOR-0003509 | EXP-0591 | SUBCATEGORY | SUB-0591 | 4201 | ACTIVE
QSOR-0003510 | EXP-0591 | SUBCATEGORY | SUB-0591 | 4202 | ACTIVE
QSOR-0003511 | EXP-0592 | SUBCATEGORY | SUB-0592 | 4205 | ACTIVE
QSOR-0003512 | EXP-0592 | SUBCATEGORY | SUB-0592 | 4206 | ACTIVE
QSOR-0003513 | EXP-0592 | SUBCATEGORY | SUB-0592 | 4207 | ACTIVE
QSOR-0003514 | EXP-0593 | SUBCATEGORY | SUB-0593 | 4209 | ACTIVE
QSOR-0003515 | EXP-0593 | SUBCATEGORY | SUB-0593 | 4210 | ACTIVE
QSOR-0003516 | EXP-0593 | SUBCATEGORY | SUB-0593 | 4211 | ACTIVE
QSOR-0003517 | EXP-0594 | SUBCATEGORY | SUB-0594 | 4213 | ACTIVE
QSOR-0003518 | EXP-0594 | SUBCATEGORY | SUB-0594 | 4214 | ACTIVE
QSOR-0003519 | EXP-0594 | SUBCATEGORY | SUB-0594 | 4215 | ACTIVE
QSOR-0003520 | EXP-0595 | SUBCATEGORY | SUB-0595 | 4217 | ACTIVE
QSOR-0003521 | EXP-0595 | SUBCATEGORY | SUB-0595 | 4218 | ACTIVE
QSOR-0003522 | EXP-0596 | SUBCATEGORY | SUB-0596 | 4220 | ACTIVE
QSOR-0003523 | EXP-0596 | SUBCATEGORY | SUB-0596 | 4221 | ACTIVE
QSOR-0003524 | EXP-0597 | SUBCATEGORY | SUB-0597 | 4224 | ACTIVE
QSOR-0003525 | EXP-0597 | SUBCATEGORY | SUB-0597 | 4225 | ACTIVE
QSOR-0003526 | EXP-0597 | SUBCATEGORY | SUB-0597 | 4226 | ACTIVE
QSOR-0003527 | EXP-0598 | SUBCATEGORY | SUB-0598 | 4228 | ACTIVE
QSOR-0003528 | EXP-0598 | SUBCATEGORY | SUB-0598 | 4229 | ACTIVE
QSOR-0003529 | EXP-0599 | SUBCATEGORY | SUB-0599 | 4231 | ACTIVE
QSOR-0003530 | EXP-0599 | SUBCATEGORY | SUB-0599 | 4232 | ACTIVE
QSOR-0003531 | EXP-0599 | SUBCATEGORY | SUB-0599 | 4233 | ACTIVE
QSOR-0003532 | EXP-0600 | SUBCATEGORY | SUB-0600 | 4235 | ACTIVE
QSOR-0003533 | EXP-0600 | SUBCATEGORY | SUB-0600 | 4236 | ACTIVE
QSOR-0003534 | EXP-0601 | SUBCATEGORY | SUB-0601 | 4238 | ACTIVE
QSOR-0003535 | EXP-0601 | SUBCATEGORY | SUB-0601 | 4239 | ACTIVE
QSOR-0003536 | EXP-0602 | SUBCATEGORY | SUB-0602 | 4241 | ACTIVE
QSOR-0003537 | EXP-0602 | SUBCATEGORY | SUB-0602 | 4242 | ACTIVE
QSOR-0003538 | EXP-0603 | SUBCATEGORY | SUB-0603 | 4245 | ACTIVE
QSOR-0003539 | EXP-0603 | SUBCATEGORY | SUB-0603 | 4246 | ACTIVE
QSOR-0003540 | EXP-0604 | SUBCATEGORY | SUB-0604 | 4248 | ACTIVE
QSOR-0003541 | EXP-0604 | SUBCATEGORY | SUB-0604 | 4249 | ACTIVE
QSOR-0003542 | EXP-0605 | SUBCATEGORY | SUB-0605 | 4251 | ACTIVE
QSOR-0003543 | EXP-0605 | SUBCATEGORY | SUB-0605 | 4252 | ACTIVE
QSOR-0003544 | EXP-0606 | SUBCATEGORY | SUB-0606 | 4254 | ACTIVE
QSOR-0003545 | EXP-0606 | SUBCATEGORY | SUB-0606 | 4255 | ACTIVE
QSOR-0003546 | EXP-0607 | SUBCATEGORY | SUB-0607 | 4257 | ACTIVE
QSOR-0003547 | EXP-0607 | SUBCATEGORY | SUB-0607 | 4258 | ACTIVE
QSOR-0003548 | EXP-0608 | SUBCATEGORY | SUB-0608 | 4261 | ACTIVE
QSOR-0003549 | EXP-0608 | SUBCATEGORY | SUB-0608 | 4262 | ACTIVE
QSOR-0003550 | EXP-0609 | SUBCATEGORY | SUB-0609 | 4264 | ACTIVE
QSOR-0003551 | EXP-0610 | SUBCATEGORY | SUB-0610 | 4266 | ACTIVE
QSOR-0003552 | EXP-0611 | SUBCATEGORY | SUB-0611 | 4268 | ACTIVE
QSOR-0003553 | EXP-0611 | SUBCATEGORY | SUB-0611 | 4269 | ACTIVE
QSOR-0003554 | EXP-0612 | SUBCATEGORY | SUB-0612 | 4271 | ACTIVE
QSOR-0003555 | EXP-0613 | SUBCATEGORY | SUB-0613 | 4273 | ACTIVE
QSOR-0003556 | EXP-0613 | SUBCATEGORY | SUB-0613 | 4274 | ACTIVE
QSOR-0003558 | EXP-0614 | SUBCATEGORY | SUB-0614 | 4277 | ACTIVE
QSOR-0003559 | EXP-0614 | SUBCATEGORY | SUB-0614 | 4278 | ACTIVE
QSOR-0003560 | EXP-0614 | SUBCATEGORY | SUB-0614 | 4279 | ACTIVE
QSOR-0003561 | EXP-0614 | SUBCATEGORY | SUB-0614 | 4280 | ACTIVE
QSOR-0003562 | EXP-0614 | SUBCATEGORY | SUB-0614 | 4281 | ACTIVE
QSOR-0003563 | EXP-0614 | SUBCATEGORY | SUB-0614 | 4282 | ACTIVE
QSOR-0003564 | EXP-0614 | SUBCATEGORY | SUB-0614 | 4283 | ACTIVE
QSOR-0003565 | EXP-0614 | SUBCATEGORY | SUB-0614 | 4284 | ACTIVE
QSOR-0003566 | EXP-0614 | SUBCATEGORY | SUB-0614 | 4285 | ACTIVE
QSOR-0003567 | EXP-0614 | SUBCATEGORY | SUB-0614 | 4286 | ACTIVE
QSOR-0003568 | EXP-0614 | SUBCATEGORY | SUB-0614 | 4287 | ACTIVE
QSOR-0003569 | EXP-0614 | SUBCATEGORY | SUB-0614 | 4288 | ACTIVE
QSOR-0003570 | EXP-0614 | SUBCATEGORY | SUB-0614 | 4289 | ACTIVE
QSOR-0003571 | EXP-0614 | SUBCATEGORY | SUB-0614 | 4290 | ACTIVE
QSOR-0003572 | EXP-0614 | SUBCATEGORY | SUB-0614 | 4291 | ACTIVE
QSOR-0003573 | EXP-0614 | SUBCATEGORY | SUB-0614 | 4292 | ACTIVE
QSOR-0003574 | EXP-0614 | SUBCATEGORY | SUB-0614 | 4293 | ACTIVE
QSOR-0003575 | EXP-0614 | SUBCATEGORY | SUB-0614 | 4294 | ACTIVE
QSOR-0003576 | EXP-0614 | SUBCATEGORY | SUB-0614 | 4295 | ACTIVE
QSOR-0003577 | EXP-0614 | SUBCATEGORY | SUB-0614 | 4296 | ACTIVE
QSOR-0003578 | EXP-0614 | SUBCATEGORY | SUB-0614 | 4297 | ACTIVE
QSOR-0003579 | EXP-0614 | SUBCATEGORY | SUB-0614 | 4298 | ACTIVE
QSOR-0003580 | EXP-0614 | SUBCATEGORY | SUB-0614 | 4299 | ACTIVE
QSOR-0003581 | EXP-0614 | SUBCATEGORY | SUB-0614 | 4300 | ACTIVE
QSOR-0003582 | EXP-0614 | SUBCATEGORY | SUB-0614 | 4301 | ACTIVE
QSOR-0003583 | EXP-0614 | SUBCATEGORY | SUB-0614 | 4302 | ACTIVE
QSOR-0003584 | EXP-0614 | SUBCATEGORY | SUB-0614 | 4303 | ACTIVE
QSOR-0003585 | EXP-0614 | SUBCATEGORY | SUB-0614 | 4304 | ACTIVE
QSOR-0003586 | EXP-0614 | SUBCATEGORY | SUB-0614 | 4305 | ACTIVE
QSOR-0003587 | EXP-0614 | SUBCATEGORY | SUB-0614 | 4306 | ACTIVE
QSOR-0003588 | EXP-0614 | SUBCATEGORY | SUB-0614 | 4307 | ACTIVE
QSOR-0003589 | EXP-0614 | SUBCATEGORY | SUB-0614 | 4308 | ACTIVE
QSOR-0003590 | EXP-0614 | SUBCATEGORY | SUB-0614 | 4309 | ACTIVE
QSOR-0003591 | EXP-0614 | SUBCATEGORY | SUB-0614 | 4310 | ACTIVE
QSOR-0003592 | EXP-0614 | SUBCATEGORY | SUB-0614 | 4311 | ACTIVE
QSOR-0003593 | EXP-0614 | SUBCATEGORY | SUB-0614 | 4312 | ACTIVE
QSOR-0003594 | EXP-0614 | SUBCATEGORY | SUB-0614 | 4313 | ACTIVE
QSOR-0003595 | EXP-0614 | SUBCATEGORY | SUB-0614 | 4314 | ACTIVE
QSOR-0003596 | EXP-0614 | SUBCATEGORY | SUB-0614 | 4315 | ACTIVE
QSOR-0003597 | EXP-0614 | SUBCATEGORY | SUB-0614 | 4316 | ACTIVE
QSOR-0003598 | EXP-0614 | SUBCATEGORY | SUB-0614 | 4317 | ACTIVE
QSOR-0003599 | EXP-0614 | SUBCATEGORY | SUB-0614 | 4318 | ACTIVE
QSOR-0003600 | EXP-0615 | SUBCATEGORY | SUB-0615 | 4321 | ACTIVE
QSOR-0003601 | EXP-0615 | SUBCATEGORY | SUB-0615 | 4322 | ACTIVE
QSOR-0003602 | EXP-0615 | SUBCATEGORY | SUB-0615 | 4323 | ACTIVE
QSOR-0003603 | EXP-0615 | SUBCATEGORY | SUB-0615 | 4324 | ACTIVE
QSOR-0003604 | EXP-0616 | SUBCATEGORY | SUB-0616 | 4326 | ACTIVE
QSOR-0003605 | EXP-0616 | SUBCATEGORY | SUB-0616 | 4327 | ACTIVE
QSOR-0003606 | EXP-0617 | SUBCATEGORY | SUB-0617 | 4329 | ACTIVE
QSOR-0003607 | EXP-0617 | SUBCATEGORY | SUB-0617 | 4330 | ACTIVE
QSOR-0003608 | EXP-0617 | SUBCATEGORY | SUB-0617 | 4331 | ACTIVE
QSOR-0003609 | EXP-0617 | SUBCATEGORY | SUB-0617 | 4332 | ACTIVE
QSOR-0003610 | EXP-0618 | SUBCATEGORY | SUB-0618 | 4335 | ACTIVE
QSOR-0003611 | EXP-0618 | SUBCATEGORY | SUB-0618 | 4336 | ACTIVE
QSOR-0003612 | EXP-0618 | SUBCATEGORY | SUB-0618 | 4337 | ACTIVE
QSOR-0003613 | EXP-0619 | SUBCATEGORY | SUB-0619 | 4339 | ACTIVE
QSOR-0003614 | EXP-0619 | SUBCATEGORY | SUB-0619 | 4340 | ACTIVE
QSOR-0003615 | EXP-0620 | SUBCATEGORY | SUB-0620 | 4342 | ACTIVE
QSOR-0003616 | EXP-0621 | SUBCATEGORY | SUB-0621 | 4344 | ACTIVE
QSOR-0003617 | EXP-0622 | SUBCATEGORY | SUB-0622 | 4346 | ACTIVE
QSOR-0003618 | EXP-0623 | SUBCATEGORY | SUB-0623 | 4348 | ACTIVE
QSOR-0003619 | EXP-0624 | SUBCATEGORY | SUB-0624 | 4351 | ACTIVE
QSOR-0003620 | EXP-0624 | SUBCATEGORY | SUB-0624 | 4352 | ACTIVE
QSOR-0003621 | EXP-0625 | SUBCATEGORY | SUB-0625 | 4354 | ACTIVE
QSOR-0003622 | EXP-0625 | SUBCATEGORY | SUB-0625 | 4355 | ACTIVE
QSOR-0003623 | EXP-0625 | SUBCATEGORY | SUB-0625 | 4356 | ACTIVE
QSOR-0003624 | EXP-0626 | SUBCATEGORY | SUB-0626 | 4358 | ACTIVE
QSOR-0003625 | EXP-0626 | SUBCATEGORY | SUB-0626 | 4359 | ACTIVE
QSOR-0003626 | EXP-0627 | SUBCATEGORY | SUB-0627 | 4361 | ACTIVE
QSOR-0003627 | EXP-0627 | SUBCATEGORY | SUB-0627 | 4362 | ACTIVE
QSOR-0003628 | EXP-0627 | SUBCATEGORY | SUB-0627 | 4363 | ACTIVE
QSOR-0003629 | EXP-0628 | SUBCATEGORY | SUB-0628 | 4365 | ACTIVE
QSOR-0003630 | EXP-0628 | SUBCATEGORY | SUB-0628 | 4366 | ACTIVE
QSOR-0003631 | EXP-0629 | SUBCATEGORY | SUB-0629 | 4368 | ACTIVE
QSOR-0003632 | EXP-0629 | SUBCATEGORY | SUB-0629 | 4369 | ACTIVE
QSOR-0003633 | EXP-0630 | SUBCATEGORY | SUB-0630 | 4372 | ACTIVE
QSOR-0003634 | EXP-0630 | SUBCATEGORY | SUB-0630 | 4373 | ACTIVE
QSOR-0003635 | EXP-0630 | SUBCATEGORY | SUB-0630 | 4374 | ACTIVE
QSOR-0003636 | EXP-0630 | SUBCATEGORY | SUB-0630 | 4375 | ACTIVE
QSOR-0003637 | EXP-0630 | SUBCATEGORY | SUB-0630 | 4376 | ACTIVE
QSOR-0003638 | EXP-0630 | SUBCATEGORY | SUB-0630 | 4377 | ACTIVE
QSOR-0003639 | EXP-0630 | SUBCATEGORY | SUB-0630 | 4378 | ACTIVE
QSOR-0003640 | EXP-0630 | SUBCATEGORY | SUB-0630 | 4379 | ACTIVE
QSOR-0003641 | EXP-0630 | SUBCATEGORY | SUB-0630 | 4380 | ACTIVE
QSOR-0003642 | EXP-0630 | SUBCATEGORY | SUB-0630 | 4381 | ACTIVE
QSOR-0003643 | EXP-0630 | SUBCATEGORY | SUB-0630 | 4382 | ACTIVE
QSOR-0003644 | EXP-0630 | SUBCATEGORY | SUB-0630 | 4383 | ACTIVE
QSOR-0003645 | EXP-0630 | SUBCATEGORY | SUB-0630 | 4384 | ACTIVE
QSOR-0003646 | EXP-0630 | SUBCATEGORY | SUB-0630 | 4385 | ACTIVE
QSOR-0003647 | EXP-0630 | SUBCATEGORY | SUB-0630 | 4386 | ACTIVE
QSOR-0003648 | EXP-0630 | SUBCATEGORY | SUB-0630 | 4387 | ACTIVE
QSOR-0003649 | EXP-0631 | SUBCATEGORY | SUB-0631 | 4390 | ACTIVE
QSOR-0003650 | EXP-0631 | SUBCATEGORY | SUB-0631 | 4391 | ACTIVE
QSOR-0003651 | EXP-0631 | SUBCATEGORY | SUB-0631 | 4392 | ACTIVE
QSOR-0003652 | EXP-0632 | SUBCATEGORY | SUB-0632 | 4394 | ACTIVE
QSOR-0003653 | EXP-0632 | SUBCATEGORY | SUB-0632 | 4395 | ACTIVE
QSOR-0003654 | EXP-0633 | SUBCATEGORY | SUB-0633 | 4397 | ACTIVE
QSOR-0003655 | EXP-0633 | SUBCATEGORY | SUB-0633 | 4398 | ACTIVE
QSOR-0003656 | EXP-0633 | SUBCATEGORY | SUB-0633 | 4399 | ACTIVE
QSOR-0003657 | EXP-0633 | SUBCATEGORY | SUB-0633 | 4400 | ACTIVE
QSOR-0003658 | EXP-0633 | SUBCATEGORY | SUB-0633 | 4401 | ACTIVE
QSOR-0003659 | EXP-0633 | SUBCATEGORY | SUB-0633 | 4402 | ACTIVE
QSOR-0003660 | EXP-0634 | SUBCATEGORY | SUB-0634 | 4404 | ACTIVE
QSOR-0003661 | EXP-0634 | SUBCATEGORY | SUB-0634 | 4405 | ACTIVE
QSOR-0003662 | EXP-0634 | SUBCATEGORY | SUB-0634 | 4406 | ACTIVE
QSOR-0003663 | EXP-0635 | SUBCATEGORY | SUB-0635 | 4408 | ACTIVE
QSOR-0003664 | EXP-0635 | SUBCATEGORY | SUB-0635 | 4409 | ACTIVE
QSOR-0003665 | EXP-0636 | SUBCATEGORY | SUB-0636 | 4411 | ACTIVE
QSOR-0003666 | EXP-0636 | SUBCATEGORY | SUB-0636 | 4412 | ACTIVE
QSOR-0003667 | EXP-0636 | SUBCATEGORY | SUB-0636 | 4413 | ACTIVE
QSOR-0003668 | EXP-0637 | SUBCATEGORY | SUB-0637 | 4415 | ACTIVE
QSOR-0003669 | EXP-0638 | SUBCATEGORY | SUB-0638 | 4417 | ACTIVE
QSOR-0003670 | EXP-0638 | SUBCATEGORY | SUB-0638 | 4418 | ACTIVE
QSOR-0003671 | EXP-0638 | SUBCATEGORY | SUB-0638 | 4419 | ACTIVE
QSOR-0003672 | EXP-0638 | SUBCATEGORY | SUB-0638 | 4420 | ACTIVE
QSOR-0003673 | EXP-0638 | SUBCATEGORY | SUB-0638 | 4421 | ACTIVE
QSOR-0003674 | EXP-0638 | SUBCATEGORY | SUB-0638 | 4422 | ACTIVE
QSOR-0003675 | EXP-0638 | SUBCATEGORY | SUB-0638 | 4423 | ACTIVE
QSOR-0003676 | EXP-0638 | SUBCATEGORY | SUB-0638 | 4424 | ACTIVE
QSOR-0003677 | EXP-0638 | SUBCATEGORY | SUB-0638 | 4425 | ACTIVE
QSOR-0003678 | EXP-0639 | SUBCATEGORY | SUB-0639 | 4427 | ACTIVE
QSOR-0003679 | EXP-0639 | SUBCATEGORY | SUB-0639 | 4428 | ACTIVE
QSOR-0003680 | EXP-0639 | SUBCATEGORY | SUB-0639 | 4429 | ACTIVE
QSOR-0003681 | EXP-0639 | SUBCATEGORY | SUB-0639 | 4430 | ACTIVE
QSOR-0003682 | EXP-0639 | SUBCATEGORY | SUB-0639 | 4431 | ACTIVE
QSOR-0003683 | EXP-0639 | SUBCATEGORY | SUB-0639 | 4432 | ACTIVE
QSOR-0003684 | EXP-0640 | SUBCATEGORY | SUB-0640 | 4434 | ACTIVE
QSOR-0003685 | EXP-0641 | SUBCATEGORY | SUB-0641 | 4436 | ACTIVE
QSOR-0003686 | EXP-0641 | SUBCATEGORY | SUB-0641 | 4437 | ACTIVE
QSOR-0003687 | EXP-0642 | SUBCATEGORY | SUB-0642 | 4439 | ACTIVE
QSOR-0003688 | EXP-0642 | SUBCATEGORY | SUB-0642 | 4440 | ACTIVE
QSOR-0003689 | EXP-0642 | SUBCATEGORY | SUB-0642 | 4441 | ACTIVE
QSOR-0003690 | EXP-0642 | SUBCATEGORY | SUB-0642 | 4442 | ACTIVE
QSOR-0003691 | EXP-0642 | SUBCATEGORY | SUB-0642 | 4443 | ACTIVE
QSOR-0003692 | EXP-0642 | SUBCATEGORY | SUB-0642 | 4444 | ACTIVE
QSOR-0003693 | EXP-0642 | SUBCATEGORY | SUB-0642 | 4445 | ACTIVE
QSOR-0003694 | EXP-0642 | SUBCATEGORY | SUB-0642 | 4446 | ACTIVE
QSOR-0003695 | EXP-0643 | SUBCATEGORY | SUB-0643 | 4448 | ACTIVE
QSOR-0003696 | EXP-0643 | SUBCATEGORY | SUB-0643 | 4449 | ACTIVE
QSOR-0003697 | EXP-0643 | SUBCATEGORY | SUB-0643 | 4450 | ACTIVE
QSOR-0003698 | EXP-0644 | SUBCATEGORY | SUB-0644 | 4452 | ACTIVE
QSOR-0003699 | EXP-0644 | SUBCATEGORY | SUB-0644 | 4453 | ACTIVE
QSOR-0003700 | EXP-0645 | SUBCATEGORY | SUB-0645 | 4455 | ACTIVE
QSOR-0003701 | EXP-0645 | SUBCATEGORY | SUB-0645 | 4456 | ACTIVE
QSOR-0003702 | EXP-0646 | SUBCATEGORY | SUB-0646 | 4458 | ACTIVE
QSOR-0003703 | EXP-0646 | SUBCATEGORY | SUB-0646 | 4459 | ACTIVE
QSOR-0003704 | EXP-0647 | SUBCATEGORY | SUB-0647 | 4461 | ACTIVE
QSOR-0003705 | EXP-0647 | SUBCATEGORY | SUB-0647 | 4462 | ACTIVE
QSOR-0003706 | EXP-0647 | SUBCATEGORY | SUB-0647 | 4463 | ACTIVE
QSOR-0003707 | EXP-0647 | SUBCATEGORY | SUB-0647 | 4464 | ACTIVE
QSOR-0003708 | EXP-0647 | SUBCATEGORY | SUB-0647 | 4465 | ACTIVE
QSOR-0003709 | EXP-0647 | SUBCATEGORY | SUB-0647 | 4466 | ACTIVE
QSOR-0003710 | EXP-0648 | SUBCATEGORY | SUB-0648 | 4469 | ACTIVE
QSOR-0003711 | EXP-0648 | SUBCATEGORY | SUB-0648 | 4470 | ACTIVE
QSOR-0003712 | EXP-0648 | SUBCATEGORY | SUB-0648 | 4471 | ACTIVE
QSOR-0003713 | EXP-0649 | SUBCATEGORY | SUB-0649 | 4473 | ACTIVE
QSOR-0003714 | EXP-0649 | SUBCATEGORY | SUB-0649 | 4474 | ACTIVE
QSOR-0003715 | EXP-0649 | SUBCATEGORY | SUB-0649 | 4475 | ACTIVE
QSOR-0003716 | EXP-0650 | SUBCATEGORY | SUB-0650 | 4477 | ACTIVE
QSOR-0003717 | EXP-0650 | SUBCATEGORY | SUB-0650 | 4478 | ACTIVE

## RATE_BASELINE
QSOR_ITEM_ID | BASE_RATE | BASE_DATE | BASE_CURRENCY | BASELINE_VERSION | APPROVAL_STATUS | NOTES
QSOR-0000001 | 1316.1721 | 2026-09-01 | GBP | V1.0 | APPROVED BASELINE | Frozen QSOR V1 position used as V2 immutable model base.
QSOR-0000002 | 1369.1251 | 2026-09-01 | GBP | V1.0 | APPROVED BASELINE | Frozen QSOR V1 position used as V2 immutable model base.
QSOR-0000003 | 1435.0542 | 2026-09-01 | GBP | V1.0 | APPROVED BASELINE | Frozen QSOR V1 position used as V2 immutable model base.
QSOR-0000004 | 1667.9815 | 2026-09-01 | GBP | V1.0 | APPROVED BASELINE | Frozen QSOR V1 position used as V2 immutable model base.
QSOR-0000005 | 1845.5964 | 2026-09-01 | GBP | V1.0 | APPROVED BASELINE | Frozen QSOR V1 position used as V2 immutable model base.
QSOR-0000006 | 2292.2072 | 2026-09-01 | GBP | V1.0 | APPROVED BASELINE | Frozen QSOR V1 position used as V2 immutable model base.
QSOR-0000007 | 2632.5841 | 2026-09-01 | GBP | V1.0 | APPROVED BASELINE | Frozen QSOR V1 position used as V2 immutable model base.
QSOR-0000008 | 2756.9156 | 2026-09-01 | GBP | V1.0 | APPROVED BASELINE | Frozen QSOR V1 position used as V2 immutable model base.
QSOR-0000009 | 29071.9292 | 2026-09-01 | GBP | V1.0 | APPROVED BASELINE | Frozen QSOR V1 position used as V2 immutable model base.
QSOR-0000010 | 104693.4416 | 2026-09-01 | GBP | V1.0 | APPROVED BASELINE | Frozen QSOR V1 position used as V2 immutable model base.
QSOR-0000011 | 119874.4222 | 2026-09-01 | GBP | V1.0 | APPROVED BASELINE | Frozen QSOR V1 position used as V2 immutable model base.
QSOR-0000012 | 178492.8637 | 2026-09-01 | GBP | V1.0 | APPROVED BASELINE | Frozen QSOR V1 position used as V2 immutable model base.
QSOR-0000013 | 205178.8878 | 2026-09-01 | GBP | V1.0 | APPROVED BASELINE | Frozen QSOR V1 position used as V2 immutable model base.
QSOR-0000014 | 3333.6382 | 2026-09-01 | GBP | V1.0 | APPROVED BASELINE | Frozen QSOR V1 position used as V2 immutable model base.
QSOR-0000015 | 4621.7207 | 2026-09-01 | GBP | V1.0 | APPROVED BASELINE | Frozen QSOR V1 position used as V2 immutable model base.
QSOR-0000016 | 5280.0107 | 2026-09-01 | GBP | V1.0 | APPROVED BASELINE | Frozen QSOR V1 position used as V2 immutable model base.
QSOR-0000017 | 5976.0931 | 2026-09-01 | GBP | V1.0 | APPROVED BASELINE | Frozen QSOR V1 position used as V2 immutable model base.
QSOR-0000018 | 6700.6448 | 2026-09-01 | GBP | V1.0 | APPROVED BASELINE | Frozen QSOR V1 position used as V2 immutable model base.
QSOR-0000019 | 10606.2102 | 2026-09-01 | GBP | V1.0 | APPROVED BASELINE | Frozen QSOR V1 position used as V2 immutable model base.
QSOR-0000020 | 20504.4572 | 2026-09-01 | GBP | V1.0 | APPROVED BASELINE | Frozen QSOR V1 position used as V2 immutable model base.
QSOR-0000021 | 396.9054 | 2026-09-01 | GBP | V1.0 | APPROVED BASELINE | Frozen QSOR V1 position used as V2 immutable model base.
QSOR-0000022 | 613.7405 | 2026-09-01 | GBP | V1.0 | APPROVED BASELINE | Frozen QSOR V1 position used as V2 immutable model base.
QSOR-0000023 | 849.4306 | 2026-09-01 | GBP | V1.0 | APPROVED BASELINE | Frozen QSOR V1 position used as V2 immutable model base.
QSOR-0000024 | 1179.397 | 2026-09-01 | GBP | V1.0 | APPROVED BASELINE | Frozen QSOR V1 position used as V2 immutable model base.
QSOR-0000025 | 1556.5015 | 2026-09-01 | GBP | V1.0 | APPROVED BASELINE | Frozen QSOR V1 position used as V2 immutable model base.
QSOR-0000026 | 613.7168 | 2026-09-01 | GBP | V1.0 | APPROVED BASELINE | Frozen QSOR V1 position used as V2 immutable model base.
QSOR-0000027 | 1037.9431 | 2026-09-01 | GBP | V1.0 | APPROVED BASELINE | Frozen QSOR V1 position used as V2 immutable model base.
QSOR-0000028 | 1650.7144 | 2026-09-01 | GBP | V1.0 | APPROVED BASELINE | Frozen QSOR V1 position used as V2 immutable model base.
QSOR-0000029 | 330.8616 | 2026-09-01 | GBP | V1.0 | APPROVED BASELINE | Frozen QSOR V1 position used as V2 immutable model base.
QSOR-0000030 | 613.6466 | 2026-09-01 | GBP | V1.0 | APPROVED BASELINE | Frozen QSOR V1 position used as V2 immutable model base.
QSOR-0000031 | 660.7774 | 2026-09-01 | GBP | V1.0 | APPROVED BASELINE | Frozen QSOR V1 position used as V2 immutable model base.
QSOR-0000032 | 1037.824 | 2026-09-01 | GBP | V1.0 | APPROVED BASELINE | Frozen QSOR V1 position used as V2 immutable model base.
QSOR-0000033 | 4346.4768 | 2026-09-01 | GBP | V1.0 | APPROVED BASELINE | Frozen QSOR V1 position used as V2 immutable model base.
QSOR-0000034 | 7706.5459 | 2026-09-01 | GBP | V1.0 | APPROVED BASELINE | Frozen QSOR V1 position used as V2 immutable model base.
QSOR-0000035 | 8634.0553 | 2026-09-01 | GBP | V1.0 | APPROVED BASELINE | Frozen QSOR V1 position used as V2 immutable model base.
QSOR-0000036 | 727.0624 | 2026-09-01 | GBP | V1.0 | APPROVED BASELINE | Frozen QSOR V1 position used as V2 immutable model base.
QSOR-0000037 | 1639.0844 | 2026-09-01 | GBP | V1.0 | APPROVED BASELINE | Frozen QSOR V1 position used as V2 immutable model base.
QSOR-0000038 | 2680.2469 | 2026-09-01 | GBP | V1.0 | APPROVED BASELINE | Frozen QSOR V1 position used as V2 immutable model base.
QSOR-0000039 | 3185.1002 | 2026-09-01 | GBP | V1.0 | APPROVED BASELINE | Frozen QSOR V1 position used as V2 immutable model base.
QSOR-0000040 | 3869.6187 | 2026-09-01 | GBP | V1.0 | APPROVED BASELINE | Frozen QSOR V1 position used as V2 immutable model base.
QSOR-0000041 | 1652.3189 | 2026-09-01 | GBP | V1.0 | APPROVED BASELINE | Frozen QSOR V1 position used as V2 immutable model base.
QSOR-0000042 | 3085.3797 | 2026-09-01 | GBP | V1.0 | APPROVED BASELINE | Frozen QSOR V1 position used as V2 immutable model base.
QSOR-0000043 | 5161.3396 | 2026-09-01 | GBP | V1.0 | APPROVED BASELINE | Frozen QSOR V1 position used as V2 immutable model base.
QSOR-0000044 | 6180.1267 | 2026-09-01 | GBP | V1.0 | APPROVED BASELINE | Frozen QSOR V1 position used as V2 immutable model base.
QSOR-0000045 | 7085.2186 | 2026-09-01 | GBP | V1.0 | APPROVED BASELINE | Frozen QSOR V1 position used as V2 immutable model base.
QSOR-0000046 | 3263.5946 | 2026-09-01 | GBP | V1.0 | APPROVED BASELINE | Frozen QSOR V1 position used as V2 immutable model base.
QSOR-0000047 | 4380.351 | 2026-09-01 | GBP | V1.0 | APPROVED BASELINE | Frozen QSOR V1 position used as V2 immutable model base.
QSOR-0000048 | 1902.3028 | 2026-09-01 | GBP | V1.0 | APPROVED BASELINE | Frozen QSOR V1 position used as V2 immutable model base.
QSOR-0000049 | 2032.1144 | 2026-09-01 | GBP | V1.0 | APPROVED BASELINE | Frozen QSOR V1 position used as V2 immutable model base.
QSOR-0000050 | 2467.1857 | 2026-09-01 | GBP | V1.0 | APPROVED BASELINE | Frozen QSOR V1 position used as V2 immutable model base.
QSOR-0000051 | 3014.836 | 2026-09-01 | GBP | V1.0 | APPROVED BASELINE | Frozen QSOR V1 position used as V2 immutable model base.
QSOR-0000052 | 9603.653 | 2026-09-01 | GBP | V1.0 | APPROVED BASELINE | Frozen QSOR V1 position used as V2 immutable model base.
QSOR-0000053 | 6383.4268 | 2026-09-01 | GBP | V1.0 | APPROVED BASELINE | Frozen QSOR V1 position used as V2 immutable model base.
QSOR-0000054 | 6574.3286 | 2026-09-01 | GBP | V1.0 | APPROVED BASELINE | Frozen QSOR V1 position used as V2 immutable model base.
QSOR-0000055 | 7373.9288 | 2026-09-01 | GBP | V1.0 | APPROVED BASELINE | Frozen QSOR V1 position used as V2 immutable model base.
QSOR-0000056 | 11435.8273 | 2026-09-01 | GBP | V1.0 | APPROVED BASELINE | Frozen QSOR V1 position used as V2 immutable model base.
QSOR-0000057 | 929.4121 | 2026-09-01 | GBP | V1.0 | APPROVED BASELINE | Frozen QSOR V1 position used as V2 immutable model base.
QSOR-0000058 | 1284.1694 | 2026-09-01 | GBP | V1.0 | APPROVED BASELINE | Frozen QSOR V1 position used as V2 immutable model base.
QSOR-0000059 | 1449.538 | 2026-09-01 | GBP | V1.0 | APPROVED BASELINE | Frozen QSOR V1 position used as V2 immutable model base.
QSOR-0000060 | 1648.1652 | 2026-09-01 | GBP | V1.0 | APPROVED BASELINE | Frozen QSOR V1 position used as V2 immutable model base.
QSOR-0000061 | 3975.5454 | 2026-09-01 | GBP | V1.0 | APPROVED BASELINE | Frozen QSOR V1 position used as V2 immutable model base.
QSOR-0000062 | 4288.7923 | 2026-09-01 | GBP | V1.0 | APPROVED BASELINE | Frozen QSOR V1 position used as V2 immutable model base.
QSOR-0000063 | 4752.9306 | 2026-09-01 | GBP | V1.0 | APPROVED BASELINE | Frozen QSOR V1 position used as V2 immutable model base.
QSOR-0000064 | 5256.8521 | 2026-09-01 | GBP | V1.0 | APPROVED BASELINE | Frozen QSOR V1 position used as V2 immutable model base.
QSOR-0000065 | 23568.4987 | 2026-09-01 | GBP | V1.0 | APPROVED BASELINE | Frozen QSOR V1 position used as V2 immutable model base.
QSOR-0000066 | 37709.0303 | 2026-09-01 | GBP | V1.0 | APPROVED BASELINE | Frozen QSOR V1 position used as V2 immutable model base.
QSOR-0000067 | 65990.0939 | 2026-09-01 | GBP | V1.0 | APPROVED BASELINE | Frozen QSOR V1 position used as V2 immutable model base.
QSOR-0000068 | 113125.1996 | 2026-09-01 | GBP | V1.0 | APPROVED BASELINE | Frozen QSOR V1 position used as V2 immutable model base.
QSOR-0000069 | 32997.5117 | 2026-09-01 | GBP | V1.0 | APPROVED BASELINE | Frozen QSOR V1 position used as V2 immutable model base.
QSOR-0000070 | 56566.4874 | 2026-09-01 | GBP | V1.0 | APPROVED BASELINE | Frozen QSOR V1 position used as V2 immutable model base.
QSOR-0000071 | 94276.8485 | 2026-09-01 | GBP | V1.0 | APPROVED BASELINE | Frozen QSOR V1 position used as V2 immutable model base.
QSOR-0000072 | 9427.1864 | 2026-09-01 | GBP | V1.0 | APPROVED BASELINE | Frozen QSOR V1 position used as V2 immutable model base.
QSOR-0000073 | 18853.4272 | 2026-09-01 | GBP | V1.0 | APPROVED BASELINE | Frozen QSOR V1 position used as V2 immutable model base.
QSOR-0000074 | 32992.7882 | 2026-09-01 | GBP | V1.0 | APPROVED BASELINE | Frozen QSOR V1 position used as V2 immutable model base.
QSOR-0000075 | 4714.4546 | 2026-09-01 | GBP | V1.0 | APPROVED BASELINE | Frozen QSOR V1 position used as V2 immutable model base.
QSOR-0000076 | 9427.9634 | 2026-09-01 | GBP | V1.0 | APPROVED BASELINE | Frozen QSOR V1 position used as V2 immutable model base.
QSOR-0000077 | 20739.6531 | 2026-09-01 | GBP | V1.0 | APPROVED BASELINE | Frozen QSOR V1 position used as V2 immutable model base.
QSOR-0000078 | 32994.3438 | 2026-09-01 | GBP | V1.0 | APPROVED BASELINE | Frozen QSOR V1 position used as V2 immutable model base.
QSOR-0000079 | 65987.7418 | 2026-09-01 | GBP | V1.0 | APPROVED BASELINE | Frozen QSOR V1 position used as V2 immutable model base.
QSOR-0000080 | 117834.5104 | 2026-09-01 | GBP | V1.0 | APPROVED BASELINE | Frozen QSOR V1 position used as V2 immutable model base.
QSOR-0000081 | 207388.0195 | 2026-09-01 | GBP | V1.0 | APPROVED BASELINE | Frozen QSOR V1 position used as V2 immutable model base.
QSOR-0000082 | 84848.2076 | 2026-09-01 | GBP | V1.0 | APPROVED BASELINE | Frozen QSOR V1 position used as V2 immutable model base.
QSOR-0000083 | 141413.0491 | 2026-09-01 | GBP | V1.0 | APPROVED BASELINE | Frozen QSOR V1 position used as V2 immutable model base.
QSOR-0000084 | 245115.2582 | 2026-09-01 | GBP | V1.0 | APPROVED BASELINE | Frozen QSOR V1 position used as V2 immutable model base.
QSOR-0000085 | 424237.2561 | 2026-09-01 | GBP | V1.0 | APPROVED BASELINE | Frozen QSOR V1 position used as V2 immutable model base.
QSOR-0000086 | 28280.8484 | 2026-09-01 | GBP | V1.0 | APPROVED BASELINE | Frozen QSOR V1 position used as V2 immutable model base.
QSOR-0000087 | 42420.7998 | 2026-09-01 | GBP | V1.0 | APPROVED BASELINE | Frozen QSOR V1 position used as V2 immutable model base.
QSOR-0000088 | 70700.7023 | 2026-09-01 | GBP | V1.0 | APPROVED BASELINE | Frozen QSOR V1 position used as V2 immutable model base.
QSOR-0000089 | 122547.1905 | 2026-09-01 | GBP | V1.0 | APPROVED BASELINE | Frozen QSOR V1 position used as V2 immutable model base.
QSOR-0000090 | 37705.6853 | 2026-09-01 | GBP | V1.0 | APPROVED BASELINE | Frozen QSOR V1 position used as V2 immutable model base.
QSOR-0000091 | 61271.1475 | 2026-09-01 | GBP | V1.0 | APPROVED BASELINE | Frozen QSOR V1 position used as V2 immutable model base.
QSOR-0000092 | 103688.9798 | 2026-09-01 | GBP | V1.0 | APPROVED BASELINE | Frozen QSOR V1 position used as V2 immutable model base.
QSOR-0000093 | 3771.2991 | 2026-09-01 | GBP | V1.0 | APPROVED BASELINE | Frozen QSOR V1 position used as V2 immutable model base.
QSOR-0000094 | 7541.6526 | 2026-09-01 | GBP | V1.0 | APPROVED BASELINE | Frozen QSOR V1 position used as V2 immutable model base.
QSOR-0000095 | 16967.5362 | 2026-09-01 | GBP | V1.0 | APPROVED BASELINE | Frozen QSOR V1 position used as V2 immutable model base.
QSOR-0000096 | 13197.54 | 2026-09-01 | GBP | V1.0 | APPROVED BASELINE | Frozen QSOR V1 position used as V2 immutable model base.
QSOR-0000097 | 22623.6788 | 2026-09-01 | GBP | V1.0 | APPROVED BASELINE | Frozen QSOR V1 position used as V2 immutable model base.
QSOR-0000098 | 39590.7285 | 2026-09-01 | GBP | V1.0 | APPROVED BASELINE | Frozen QSOR V1 position used as V2 immutable model base.
QSOR-0000099 | 70696.9865 | 2026-09-01 | GBP | V1.0 | APPROVED BASELINE | Frozen QSOR V1 position used as V2 immutable model base.
QSOR-0000100 | 122540.7499 | 2026-09-01 | GBP | V1.0 | APPROVED BASELINE | Frozen QSOR V1 position used as V2 immutable model base.
QSOR-0000101 | 24509.7084 | 2026-09-01 | GBP | V1.0 | APPROVED BASELINE | Frozen QSOR V1 position used as V2 immutable model base.
QSOR-0000102 | 45247.8922 | 2026-09-01 | GBP | V1.0 | APPROVED BASELINE | Frozen QSOR V1 position used as V2 immutable model base.
QSOR-0000103 | 80125.7469 | 2026-09-01 | GBP | V1.0 | APPROVED BASELINE | Frozen QSOR V1 position used as V2 immutable model base.
QSOR-0000104 | 11312.9149 | 2026-09-01 | GBP | V1.0 | APPROVED BASELINE | Frozen QSOR V1 position used as V2 immutable model base.
QSOR-0000105 | 18854.2277 | 2026-09-01 | GBP | V1.0 | APPROVED BASELINE | Frozen QSOR V1 position used as V2 immutable model base.
QSOR-0000106 | 32994.1893 | 2026-09-01 | GBP | V1.0 | APPROVED BASELINE | Frozen QSOR V1 position used as V2 immutable model base.
QSOR-0000107 | 2357.7749 | 2026-09-01 | GBP | V1.0 | APPROVED BASELINE | Frozen QSOR V1 position used as V2 immutable model base.
QSOR-0000108 | 2829.1408 | 2026-09-01 | GBP | V1.0 | APPROVED BASELINE | Frozen QSOR V1 position used as V2 immutable model base.
QSOR-0000109 | 3300.5066 | 2026-09-01 | GBP | V1.0 | APPROVED BASELINE | Frozen QSOR V1 position used as V2 immutable model base.
QSOR-0000110 | 849.3947 | 2026-09-01 | GBP | V1.0 | APPROVED BASELINE | Frozen QSOR V1 position used as V2 immutable model base.
QSOR-0000111 | 2640.5647 | 2026-09-01 | GBP | V1.0 | APPROVED BASELINE | Frozen QSOR V1 position used as V2 immutable model base.
QSOR-0000112 | 1132.2125 | 2026-09-01 | GBP | V1.0 | APPROVED BASELINE | Frozen QSOR V1 position used as V2 immutable model base.
QSOR-0000113 | 2357.7517 | 2026-09-01 | GBP | V1.0 | APPROVED BASELINE | Frozen QSOR V1 position used as V2 immutable model base.
QSOR-0000114 | 28282.469 | 2026-09-01 | GBP | V1.0 | APPROVED BASELINE | Frozen QSOR V1 position used as V2 immutable model base.
QSOR-0000115 | 56563.9925 | 2026-09-01 | GBP | V1.0 | APPROVED BASELINE | Frozen QSOR V1 position used as V2 immutable model base.
QSOR-0000116 | 94272.6906 | 2026-09-01 | GBP | V1.0 | APPROVED BASELINE | Frozen QSOR V1 position used as V2 immutable model base.
QSOR-0000117 | 169690.0861 | 2026-09-01 | GBP | V1.0 | APPROVED BASELINE | Frozen QSOR V1 position used as V2 immutable model base.
QSOR-0000118 | 4713.8305 | 2026-09-01 | GBP | V1.0 | APPROVED BASELINE | Frozen QSOR V1 position used as V2 immutable model base.
QSOR-0000119 | 7541.5614 | 2026-09-01 | GBP | V1.0 | APPROVED BASELINE | Frozen QSOR V1 position used as V2 immutable model base.
QSOR-0000120 | 6599.4714 | 2026-09-01 | GBP | V1.0 | APPROVED BASELINE | Frozen QSOR V1 position used as V2 immutable model base.
QSOR-0000121 | 11312.7043 | 2026-09-01 | GBP | V1.0 | APPROVED BASELINE | Frozen QSOR V1 position used as V2 immutable model base.
QSOR-0000122 | 14140.9409 | 2026-09-01 | GBP | V1.0 | APPROVED BASELINE | Frozen QSOR V1 position used as V2 immutable model base.
QSOR-0000123 | 23567.6044 | 2026-09-01 | GBP | V1.0 | APPROVED BASELINE | Frozen QSOR V1 position used as V2 immutable model base.
QSOR-0000124 | 42420.9317 | 2026-09-01 | GBP | V1.0 | APPROVED BASELINE | Frozen QSOR V1 position used as V2 immutable model base.
QSOR-0000125 | 89554.2494 | 2026-09-01 | GBP | V1.0 | APPROVED BASELINE | Frozen QSOR V1 position used as V2 immutable model base.
QSOR-0000126 | 160254.2258 | 2026-09-01 | GBP | V1.0 | APPROVED BASELINE | Frozen QSOR V1 position used as V2 immutable model base.
QSOR-0000127 | 16025.6984 | 2026-09-01 | GBP | V1.0 | APPROVED BASELINE | Frozen QSOR V1 position used as V2 immutable model base.
QSOR-0000128 | 26394.6557 | 2026-09-01 | GBP | V1.0 | APPROVED BASELINE | Frozen QSOR V1 position used as V2 immutable model base.
QSOR-0000129 | 47132.5711 | 2026-09-01 | GBP | V1.0 | APPROVED BASELINE | Frozen QSOR V1 position used as V2 immutable model base.
QSOR-0000130 | 98977.3589 | 2026-09-01 | GBP | V1.0 | APPROVED BASELINE | Frozen QSOR V1 position used as V2 immutable model base.
QSOR-0000131 | 15084.2324 | 2026-09-01 | GBP | V1.0 | APPROVED BASELINE | Frozen QSOR V1 position used as V2 immutable model base.
QSOR-0000132 | 28282.1083 | 2026-09-01 | GBP | V1.0 | APPROVED BASELINE | Frozen QSOR V1 position used as V2 immutable model base.
QSOR-0000133 | 51849.7437 | 2026-09-01 | GBP | V1.0 | APPROVED BASELINE | Frozen QSOR V1 position used as V2 immutable model base.
QSOR-0000134 | 113125.596 | 2026-09-01 | GBP | V1.0 | APPROVED BASELINE | Frozen QSOR V1 position used as V2 immutable model base.
QSOR-0000135 | 7543.2668 | 2026-09-01 | GBP | V1.0 | APPROVED BASELINE | Frozen QSOR V1 position used as V2 immutable model base.
QSOR-0000136 | 13200.0079 | 2026-09-01 | GBP | V1.0 | APPROVED BASELINE | Frozen QSOR V1 position used as V2 immutable model base.
QSOR-0000137 | 22627.9093 | 2026-09-01 | GBP | V1.0 | APPROVED BASELINE | Frozen QSOR V1 position used as V2 immutable model base.
QSOR-0000138 | 2357.7164 | 2026-09-01 | GBP | V1.0 | APPROVED BASELINE | Frozen QSOR V1 position used as V2 immutable model base.
QSOR-0000139 | 4714.4873 | 2026-09-01 | GBP | V1.0 | APPROVED BASELINE | Frozen QSOR V1 position used as V2 immutable model base.
QSOR-0000140 | 7542.6123 | 2026-09-01 | GBP | V1.0 | APPROVED BASELINE | Frozen QSOR V1 position used as V2 immutable model base.
QSOR-0000141 | 66856.9897 | 2026-09-01 | GBP | V1.0 | APPROVED BASELINE | Frozen QSOR V1 position used as V2 immutable model base.
QSOR-0000142 | 69247.9971 | 2026-09-01 | GBP | V1.0 | APPROVED BASELINE | Frozen QSOR V1 position used as V2 immutable model base.
QSOR-0000143 | 72185.6984 | 2026-09-01 | GBP | V1.0 | APPROVED BASELINE | Frozen QSOR V1 position used as V2 immutable model base.
QSOR-0000144 | 131118.858 | 2026-09-01 | GBP | V1.0 | APPROVED BASELINE | Frozen QSOR V1 position used as V2 immutable model base.
QSOR-0000145 | 134884.4183 | 2026-09-01 | GBP | V1.0 | APPROVED BASELINE | Frozen QSOR V1 position used as V2 immutable model base.
QSOR-0000146 | 148294.7032 | 2026-09-01 | GBP | V1.0 | APPROVED BASELINE | Frozen QSOR V1 position used as V2 immutable model base.
QSOR-0000147 | 194764.886 | 2026-09-01 | GBP | V1.0 | APPROVED BASELINE | Frozen QSOR V1 position used as V2 immutable model base.
QSOR-0000148 | 196778.8834 | 2026-09-01 | GBP | V1.0 | APPROVED BASELINE | Frozen QSOR V1 position used as V2 immutable model base.
QSOR-0000149 | 269350.8489 | 2026-09-01 | GBP | V1.0 | APPROVED BASELINE | Frozen QSOR V1 position used as V2 immutable model base.
QSOR-0000150 | 270808.3338 | 2026-09-01 | GBP | V1.0 | APPROVED BASELINE | Frozen QSOR V1 position used as V2 immutable model base.
QSOR-0000151 | 308753.2017 | 2026-09-01 | GBP | V1.0 | APPROVED BASELINE | Frozen QSOR V1 position used as V2 immutable model base.
QSOR-0000152 | 365989.8251 | 2026-09-01 | GBP | V1.0 | APPROVED BASELINE | Frozen QSOR V1 position used as V2 immutable model base.
QSOR-0000153 | 368436.3522 | 2026-09-01 | GBP | V1.0 | APPROVED BASELINE | Frozen QSOR V1 position used as V2 immutable model base.
QSOR-0000154 | 417136.66 | 2026-09-01 | GBP | V1.0 | APPROVED BASELINE | Frozen QSOR V1 position used as V2 immutable model base.
QSOR-0000155 | 417607.5186 | 2026-09-01 | GBP | V1.0 | APPROVED BASELINE | Frozen QSOR V1 position used as V2 immutable model base.
QSOR-0000156 | 429085.6179 | 2026-09-01 | GBP | V1.0 | APPROVED BASELINE | Frozen QSOR V1 position used as V2 immutable model base.
QSOR-0000157 | 432794.5008 | 2026-09-01 | GBP | V1.0 | APPROVED BASELINE | Frozen QSOR V1 position used as V2 immutable model base.
QSOR-0000158 | 1697.6368 | 2026-09-01 | GBP | V1.0 | APPROVED BASELINE | Frozen QSOR V1 position used as V2 immutable model base.
QSOR-0000159 | 2263.2004 | 2026-09-01 | GBP | V1.0 | APPROVED BASELINE | Frozen QSOR V1 position used as V2 immutable model base.
QSOR-0000160 | 3017.2855 | 2026-09-01 | GBP | V1.0 | APPROVED BASELINE | Frozen QSOR V1 position used as V2 immutable model base.
QSOR-0000161 | 4242.6736 | 2026-09-01 | GBP | V1.0 | APPROVED BASELINE | Frozen QSOR V1 position used as V2 immutable model base.
QSOR-0000162 | 6127.886 | 2026-09-01 | GBP | V1.0 | APPROVED BASELINE | Frozen QSOR V1 position used as V2 immutable model base.
QSOR-0000163 | 1697.8487 | 2026-09-01 | GBP | V1.0 | APPROVED BASELINE | Frozen QSOR V1 position used as V2 immutable model base.
QSOR-0000164 | 2452.0278 | 2026-09-01 | GBP | V1.0 | APPROVED BASELINE | Frozen QSOR V1 position used as V2 immutable model base.
QSOR-0000165 | 3677.5687 | 2026-09-01 | GBP | V1.0 | APPROVED BASELINE | Frozen QSOR V1 position used as V2 immutable model base.
QSOR-0000166 | 5845.8339 | 2026-09-01 | GBP | V1.0 | APPROVED BASELINE | Frozen QSOR V1 position used as V2 immutable model base.
QSOR-0000167 | 7542.4354 | 2026-09-01 | GBP | V1.0 | APPROVED BASELINE | Frozen QSOR V1 position used as V2 immutable model base.
QSOR-0000168 | 13198.5527 | 2026-09-01 | GBP | V1.0 | APPROVED BASELINE | Frozen QSOR V1 position used as V2 immutable model base.
QSOR-0000169 | 23568.1013 | 2026-09-01 | GBP | V1.0 | APPROVED BASELINE | Frozen QSOR V1 position used as V2 immutable model base.
QSOR-0000170 | 3300.182 | 2026-09-01 | GBP | V1.0 | APPROVED BASELINE | Frozen QSOR V1 position used as V2 immutable model base.
QSOR-0000171 | 5185.4599 | 2026-09-01 | GBP | V1.0 | APPROVED BASELINE | Frozen QSOR V1 position used as V2 immutable model base.
QSOR-0000172 | 8013.3766 | 2026-09-01 | GBP | V1.0 | APPROVED BASELINE | Frozen QSOR V1 position used as V2 immutable model base.
QSOR-0000173 | 8485.2279 | 2026-09-01 | GBP | V1.0 | APPROVED BASELINE | Frozen QSOR V1 position used as V2 immutable model base.
QSOR-0000174 | 12256.0199 | 2026-09-01 | GBP | V1.0 | APPROVED BASELINE | Frozen QSOR V1 position used as V2 immutable model base.
QSOR-0000175 | 16969.5098 | 2026-09-01 | GBP | V1.0 | APPROVED BASELINE | Frozen QSOR V1 position used as V2 immutable model base.
QSOR-0000176 | 26396.4898 | 2026-09-01 | GBP | V1.0 | APPROVED BASELINE | Frozen QSOR V1 position used as V2 immutable model base.
QSOR-0000177 | 1226.4815 | 2026-09-01 | GBP | V1.0 | APPROVED BASELINE | Frozen QSOR V1 position used as V2 immutable model base.
QSOR-0000178 | 1792.1134 | 2026-09-01 | GBP | V1.0 | APPROVED BASELINE | Frozen QSOR V1 position used as V2 immutable model base.
QSOR-0000179 | 2829.1052 | 2026-09-01 | GBP | V1.0 | APPROVED BASELINE | Frozen QSOR V1 position used as V2 immutable model base.
QSOR-0000180 | 849.449 | 2026-09-01 | GBP | V1.0 | APPROVED BASELINE | Frozen QSOR V1 position used as V2 immutable model base.
QSOR-0000181 | 1132.2833 | 2026-09-01 | GBP | V1.0 | APPROVED BASELINE | Frozen QSOR V1 position used as V2 immutable model base.
QSOR-0000182 | 1697.952 | 2026-09-01 | GBP | V1.0 | APPROVED BASELINE | Frozen QSOR V1 position used as V2 immutable model base.
QSOR-0000183 | 5656.6063 | 2026-09-01 | GBP | V1.0 | APPROVED BASELINE | Frozen QSOR V1 position used as V2 immutable model base.
QSOR-0000184 | 11312.2667 | 2026-09-01 | GBP | V1.0 | APPROVED BASELINE | Frozen QSOR V1 position used as V2 immutable model base.
QSOR-0000185 | 22623.5881 | 2026-09-01 | GBP | V1.0 | APPROVED BASELINE | Frozen QSOR V1 position used as V2 immutable model base.
QSOR-0000186 | 613.6877 | 2026-09-01 | GBP | V1.0 | APPROVED BASELINE | Frozen QSOR V1 position used as V2 immutable model base.
QSOR-0000187 | 943.626 | 2026-09-01 | GBP | V1.0 | APPROVED BASELINE | Frozen QSOR V1 position used as V2 immutable model base.
QSOR-0000188 | 1697.7704 | 2026-09-01 | GBP | V1.0 | APPROVED BASELINE | Frozen QSOR V1 position used as V2 immutable model base.
QSOR-0000189 | 849.4173 | 2026-09-01 | GBP | V1.0 | APPROVED BASELINE | Frozen QSOR V1 position used as V2 immutable model base.
QSOR-0000190 | 1415.0652 | 2026-09-01 | GBP | V1.0 | APPROVED BASELINE | Frozen QSOR V1 position used as V2 immutable model base.
QSOR-0000191 | 2640.6357 | 2026-09-01 | GBP | V1.0 | APPROVED BASELINE | Frozen QSOR V1 position used as V2 immutable model base.
QSOR-0000192 | 95.2091 | 2026-09-01 | GBP | V1.0 | APPROVED BASELINE | Frozen QSOR V1 position used as V2 immutable model base.
QSOR-0000193 | 170.62 | 2026-09-01 | GBP | V1.0 | APPROVED BASELINE | Frozen QSOR V1 position used as V2 immutable model base.
QSOR-0000194 | 283.7361 | 2026-09-01 | GBP | V1.0 | APPROVED BASELINE | Frozen QSOR V1 position used as V2 immutable model base.
QSOR-0000195 | 23566.8888 | 2026-09-01 | GBP | V1.0 | APPROVED BASELINE | Frozen QSOR V1 position used as V2 immutable model base.
QSOR-0000196 | 37706.4547 | 2026-09-01 | GBP | V1.0 | APPROVED BASELINE | Frozen QSOR V1 position used as V2 immutable model base.
QSOR-0000197 | 65985.5861 | 2026-09-01 | GBP | V1.0 | APPROVED BASELINE | Frozen QSOR V1 position used as V2 immutable model base.
QSOR-0000198 | 113117.4723 | 2026-09-01 | GBP | V1.0 | APPROVED BASELINE | Frozen QSOR V1 position used as V2 immutable model base.
QSOR-0000199 | 20739.7958 | 2026-09-01 | GBP | V1.0 | APPROVED BASELINE | Frozen QSOR V1 position used as V2 immutable model base.
QSOR-0000200 | 32994.5711 | 2026-09-01 | GBP | V1.0 | APPROVED BASELINE | Frozen QSOR V1 position used as V2 immutable model base.
QSOR-0000201 | 56561.4467 | 2026-09-01 | GBP | V1.0 | APPROVED BASELINE | Frozen QSOR V1 position used as V2 immutable model base.
QSOR-0000202 | 5657.2586 | 2026-09-01 | GBP | V1.0 | APPROVED BASELINE | Frozen QSOR V1 position used as V2 immutable model base.
QSOR-0000203 | 9428.134 | 2026-09-01 | GBP | V1.0 | APPROVED BASELINE | Frozen QSOR V1 position used as V2 immutable model base.
QSOR-0000204 | 16969.1609 | 2026-09-01 | GBP | V1.0 | APPROVED BASELINE | Frozen QSOR V1 position used as V2 immutable model base.
QSOR-0000205 | 26395.947 | 2026-09-01 | GBP | V1.0 | APPROVED BASELINE | Frozen QSOR V1 position used as V2 immutable model base.
QSOR-0000206 | 42421.4836 | 2026-09-01 | GBP | V1.0 | APPROVED BASELINE | Frozen QSOR V1 position used as V2 immutable model base.
QSOR-0000207 | 61275.0558 | 2026-09-01 | GBP | V1.0 | APPROVED BASELINE | Frozen QSOR V1 position used as V2 immutable model base.
QSOR-0000208 | 4714.7986 | 2026-09-01 | GBP | V1.0 | APPROVED BASELINE | Frozen QSOR V1 position used as V2 immutable model base.
QSOR-0000209 | 7543.11 | 2026-09-01 | GBP | V1.0 | APPROVED BASELINE | Frozen QSOR V1 position used as V2 immutable model base.
QSOR-0000210 | 7542.6252 | 2026-09-01 | GBP | V1.0 | APPROVED BASELINE | Frozen QSOR V1 position used as V2 immutable model base.
QSOR-0000211 | 14141.5949 | 2026-09-01 | GBP | V1.0 | APPROVED BASELINE | Frozen QSOR V1 position used as V2 immutable model base.
QSOR-0000212 | 23568.6943 | 2026-09-01 | GBP | V1.0 | APPROVED BASELINE | Frozen QSOR V1 position used as V2 immutable model base.
QSOR-0000213 | 4713.8749 | 2026-09-01 | GBP | V1.0 | APPROVED BASELINE | Frozen QSOR V1 position used as V2 immutable model base.
QSOR-0000214 | 8484.2182 | 2026-09-01 | GBP | V1.0 | APPROVED BASELINE | Frozen QSOR V1 position used as V2 immutable model base.
QSOR-0000215 | 425.143 | 2026-09-01 | GBP | V1.0 | APPROVED BASELINE | Frozen QSOR V1 position used as V2 immutable model base.
QSOR-0000216 | 613.6751 | 2026-09-01 | GBP | V1.0 | APPROVED BASELINE | Frozen QSOR V1 position used as V2 immutable model base.
QSOR-0000217 | 2074.7997 | 2026-09-01 | GBP | V1.0 | APPROVED BASELINE | Frozen QSOR V1 position used as V2 immutable model base.
QSOR-0000218 | 208.3475 | 2026-09-01 | GBP | V1.0 | APPROVED BASELINE | Frozen QSOR V1 position used as V2 immutable model base.
QSOR-0000219 | 283.7664 | 2026-09-01 | GBP | V1.0 | APPROVED BASELINE | Frozen QSOR V1 position used as V2 immutable model base.
QSOR-0000220 | 330.9031 | 2026-09-01 | GBP | V1.0 | APPROVED BASELINE | Frozen QSOR V1 position used as V2 immutable model base.
QSOR-0000221 | 425.1681 | 2026-09-01 | GBP | V1.0 | APPROVED BASELINE | Frozen QSOR V1 position used as V2 immutable model base.
QSOR-0000222 | 802.2546 | 2026-09-01 | GBP | V1.0 | APPROVED BASELINE | Frozen QSOR V1 position used as V2 immutable model base.
QSOR-0000223 | 1320.7486 | 2026-09-01 | GBP | V1.0 | APPROVED BASELINE | Frozen QSOR V1 position used as V2 immutable model base.
QSOR-0000224 | 613.6295 | 2026-09-01 | GBP | V1.0 | APPROVED BASELINE | Frozen QSOR V1 position used as V2 immutable model base.
QSOR-0000225 | 1509.0903 | 2026-09-01 | GBP | V1.0 | APPROVED BASELINE | Frozen QSOR V1 position used as V2 immutable model base.
QSOR-0000226 | 472.3004 | 2026-09-01 | GBP | V1.0 | APPROVED BASELINE | Frozen QSOR V1 position used as V2 immutable model base.
QSOR-0000227 | 707.9779 | 2026-09-01 | GBP | V1.0 | APPROVED BASELINE | Frozen QSOR V1 position used as V2 immutable model base.
QSOR-0000228 | 2829.2691 | 2026-09-01 | GBP | V1.0 | APPROVED BASELINE | Frozen QSOR V1 position used as V2 immutable model base.
QSOR-0000229 | 170.6302 | 2026-09-01 | GBP | V1.0 | APPROVED BASELINE | Frozen QSOR V1 position used as V2 immutable model base.
QSOR-0000230 | 208.3377 | 2026-09-01 | GBP | V1.0 | APPROVED BASELINE | Frozen QSOR V1 position used as V2 immutable model base.
QSOR-0000231 | 378.0227 | 2026-09-01 | GBP | V1.0 | APPROVED BASELINE | Frozen QSOR V1 position used as V2 immutable model base.
QSOR-0000232 | 142.3391 | 2026-09-01 | GBP | V1.0 | APPROVED BASELINE | Frozen QSOR V1 position used as V2 immutable model base.
QSOR-0000233 | 175.3309 | 2026-09-01 | GBP | V1.0 | APPROVED BASELINE | Frozen QSOR V1 position used as V2 immutable model base.
QSOR-0000234 | 198.8965 | 2026-09-01 | GBP | V1.0 | APPROVED BASELINE | Frozen QSOR V1 position used as V2 immutable model base.
QSOR-0000235 | 227.1753 | 2026-09-01 | GBP | V1.0 | APPROVED BASELINE | Frozen QSOR V1 position used as V2 immutable model base.
QSOR-0000236 | 302.5852 | 2026-09-01 | GBP | V1.0 | APPROVED BASELINE | Frozen QSOR V1 position used as V2 immutable model base.
QSOR-0000237 | 519.4316 | 2026-09-01 | GBP | V1.0 | APPROVED BASELINE | Frozen QSOR V1 position used as V2 immutable model base.
QSOR-0000238 | 896.5119 | 2026-09-01 | GBP | V1.0 | APPROVED BASELINE | Frozen QSOR V1 position used as V2 immutable model base.
QSOR-0000239 | 1226.4575 | 2026-09-01 | GBP | V1.0 | APPROVED BASELINE | Frozen QSOR V1 position used as V2 immutable model base.
QSOR-0000240 | 1556.4029 | 2026-09-01 | GBP | V1.0 | APPROVED BASELINE | Frozen QSOR V1 position used as V2 immutable model base.
QSOR-0000241 | 71.6402 | 2026-09-01 | GBP | V1.0 | APPROVED BASELINE | Frozen QSOR V1 position used as V2 immutable model base.
QSOR-0000242 | 81.0661 | 2026-09-01 | GBP | V1.0 | APPROVED BASELINE | Frozen QSOR V1 position used as V2 immutable model base.
QSOR-0000243 | 99.9181 | 2026-09-01 | GBP | V1.0 | APPROVED BASELINE | Frozen QSOR V1 position used as V2 immutable model base.
QSOR-0000244 | 2451.9088 | 2026-09-01 | GBP | V1.0 | APPROVED BASELINE | Frozen QSOR V1 position used as V2 immutable model base.
QSOR-0000245 | 3960.1939 | 2026-09-01 | GBP | V1.0 | APPROVED BASELINE | Frozen QSOR V1 position used as V2 immutable model base.
QSOR-0000246 | 6599.6928 | 2026-09-01 | GBP | V1.0 | APPROVED BASELINE | Frozen QSOR V1 position used as V2 immutable model base.
QSOR-0000247 | 1697.7636 | 2026-09-01 | GBP | V1.0 | APPROVED BASELINE | Frozen QSOR V1 position used as V2 immutable model base.
QSOR-0000248 | 2640.4402 | 2026-09-01 | GBP | V1.0 | APPROVED BASELINE | Frozen QSOR V1 position used as V2 immutable model base.
QSOR-0000249 | 3960.1878 | 2026-09-01 | GBP | V1.0 | APPROVED BASELINE | Frozen QSOR V1 position used as V2 immutable model base.
QSOR-0000250 | 660.8098 | 2026-09-01 | GBP | V1.0 | APPROVED BASELINE | Frozen QSOR V1 position used as V2 immutable model base.
QSOR-0000251 | 1414.9402 | 2026-09-01 | GBP | V1.0 | APPROVED BASELINE | Frozen QSOR V1 position used as V2 immutable model base.
QSOR-0000252 | 1132.1472 | 2026-09-01 | GBP | V1.0 | APPROVED BASELINE | Frozen QSOR V1 position used as V2 immutable model base.
QSOR-0000253 | 2074.815 | 2026-09-01 | GBP | V1.0 | APPROVED BASELINE | Frozen QSOR V1 position used as V2 immutable model base.
QSOR-0000254 | 472.2697 | 2026-09-01 | GBP | V1.0 | APPROVED BASELINE | Frozen QSOR V1 position used as V2 immutable model base.
QSOR-0000255 | 849.3288 | 2026-09-01 | GBP | V1.0 | APPROVED BASELINE | Frozen QSOR V1 position used as V2 immutable model base.
QSOR-0000256 | 200.4318 | 2026-09-01 | GBP | V1.0 | APPROVED BASELINE | Frozen QSOR V1 position used as V2 immutable model base.
QSOR-0000257 | 218.6752 | 2026-09-01 | GBP | V1.0 | APPROVED BASELINE | Frozen QSOR V1 position used as V2 immutable model base.
QSOR-0000258 | 4078.1215 | 2026-09-01 | GBP | V1.0 | APPROVED BASELINE | Frozen QSOR V1 position used as V2 immutable model base.
QSOR-0000259 | 5956.2752 | 2026-09-01 | GBP | V1.0 | APPROVED BASELINE | Frozen QSOR V1 position used as V2 immutable model base.
QSOR-0000260 | 6367.132 | 2026-09-01 | GBP | V1.0 | APPROVED BASELINE | Frozen QSOR V1 position used as V2 immutable model base.
QSOR-0000261 | 7180.1801 | 2026-09-01 | GBP | V1.0 | APPROVED BASELINE | Frozen QSOR V1 position used as V2 immutable model base.
QSOR-0000262 | 7393.1422 | 2026-09-01 | GBP | V1.0 | APPROVED BASELINE | Frozen QSOR V1 position used as V2 immutable model base.
QSOR-0000263 | 7905.2744 | 2026-09-01 | GBP | V1.0 | APPROVED BASELINE | Frozen QSOR V1 position used as V2 immutable model base.
QSOR-0000264 | 8435.0196 | 2026-09-01 | GBP | V1.0 | APPROVED BASELINE | Frozen QSOR V1 position used as V2 immutable model base.
QSOR-0000265 | 9265.4456 | 2026-09-01 | GBP | V1.0 | APPROVED BASELINE | Frozen QSOR V1 position used as V2 immutable model base.
QSOR-0000266 | 15329.3081 | 2026-09-01 | GBP | V1.0 | APPROVED BASELINE | Frozen QSOR V1 position used as V2 immutable model base.
QSOR-0000267 | 19945.1577 | 2026-09-01 | GBP | V1.0 | APPROVED BASELINE | Frozen QSOR V1 position used as V2 immutable model base.
QSOR-0000268 | 23858.2999 | 2026-09-01 | GBP | V1.0 | APPROVED BASELINE | Frozen QSOR V1 position used as V2 immutable model base.
QSOR-0000269 | 29754.7229 | 2026-09-01 | GBP | V1.0 | APPROVED BASELINE | Frozen QSOR V1 position used as V2 immutable model base.
QSOR-0000270 | 2083.0588 | 2026-09-01 | GBP | V1.0 | APPROVED BASELINE | Frozen QSOR V1 position used as V2 immutable model base.
QSOR-0000271 | 2488.6705 | 2026-09-01 | GBP | V1.0 | APPROVED BASELINE | Frozen QSOR V1 position used as V2 immutable model base.
QSOR-0000272 | 2903.5279 | 2026-09-01 | GBP | V1.0 | APPROVED BASELINE | Frozen QSOR V1 position used as V2 immutable model base.
QSOR-0000273 | 4021.7318 | 2026-09-01 | GBP | V1.0 | APPROVED BASELINE | Frozen QSOR V1 position used as V2 immutable model base.
QSOR-0000274 | 6293.8219 | 2026-09-01 | GBP | V1.0 | APPROVED BASELINE | Frozen QSOR V1 position used as V2 immutable model base.
QSOR-0000275 | 8662.8812 | 2026-09-01 | GBP | V1.0 | APPROVED BASELINE | Frozen QSOR V1 position used as V2 immutable model base.
QSOR-0000276 | 14037.3413 | 2026-09-01 | GBP | V1.0 | APPROVED BASELINE | Frozen QSOR V1 position used as V2 immutable model base.
QSOR-0000277 | 24442.8183 | 2026-09-01 | GBP | V1.0 | APPROVED BASELINE | Frozen QSOR V1 position used as V2 immutable model base.
QSOR-0000278 | 251.3712 | 2026-09-01 | GBP | V1.0 | APPROVED BASELINE | Frozen QSOR V1 position used as V2 immutable model base.
QSOR-0000279 | 325.5258 | 2026-09-01 | GBP | V1.0 | APPROVED BASELINE | Frozen QSOR V1 position used as V2 immutable model base.
QSOR-0000280 | 398.4922 | 2026-09-01 | GBP | V1.0 | APPROVED BASELINE | Frozen QSOR V1 position used as V2 immutable model base.
QSOR-0000281 | 504.251 | 2026-09-01 | GBP | V1.0 | APPROVED BASELINE | Frozen QSOR V1 position used as V2 immutable model base.
QSOR-0000282 | 404.0441 | 2026-09-01 | GBP | V1.0 | APPROVED BASELINE | Frozen QSOR V1 position used as V2 immutable model base.
QSOR-0000283 | 543.7083 | 2026-09-01 | GBP | V1.0 | APPROVED BASELINE | Frozen QSOR V1 position used as V2 immutable model base.
QSOR-0000284 | 685.4402 | 2026-09-01 | GBP | V1.0 | APPROVED BASELINE | Frozen QSOR V1 position used as V2 immutable model base.
QSOR-0000285 | 867.6527 | 2026-09-01 | GBP | V1.0 | APPROVED BASELINE | Frozen QSOR V1 position used as V2 immutable model base.
QSOR-0000286 | 1088.3546 | 2026-09-01 | GBP | V1.0 | APPROVED BASELINE | Frozen QSOR V1 position used as V2 immutable model base.
QSOR-0000287 | 1945.4509 | 2026-09-01 | GBP | V1.0 | APPROVED BASELINE | Frozen QSOR V1 position used as V2 immutable model base.
QSOR-0000288 | 399.6545 | 2026-09-01 | GBP | V1.0 | APPROVED BASELINE | Frozen QSOR V1 position used as V2 immutable model base.
QSOR-0000289 | 446.5509 | 2026-09-01 | GBP | V1.0 | APPROVED BASELINE | Frozen QSOR V1 position used as V2 immutable model base.
QSOR-0000290 | 560.0072 | 2026-09-01 | GBP | V1.0 | APPROVED BASELINE | Frozen QSOR V1 position used as V2 immutable model base.
QSOR-0000291 | 891.1201 | 2026-09-01 | GBP | V1.0 | APPROVED BASELINE | Frozen QSOR V1 position used as V2 immutable model base.
QSOR-0000292 | 1210.7655 | 2026-09-01 | GBP | V1.0 | APPROVED BASELINE | Frozen QSOR V1 position used as V2 immutable model base.
QSOR-0000293 | 176.7991 | 2026-09-01 | GBP | V1.0 | APPROVED BASELINE | Frozen QSOR V1 position used as V2 immutable model base.
QSOR-0000294 | 51.3222 | 2026-09-01 | GBP | V1.0 | APPROVED BASELINE | Frozen QSOR V1 position used as V2 immutable model base.
QSOR-0000295 | 2268.5118 | 2026-09-01 | GBP | V1.0 | APPROVED BASELINE | Frozen QSOR V1 position used as V2 immutable model base.
QSOR-0000296 | 2508.0042 | 2026-09-01 | GBP | V1.0 | APPROVED BASELINE | Frozen QSOR V1 position used as V2 immutable model base.
QSOR-0000297 | 2811.3752 | 2026-09-01 | GBP | V1.0 | APPROVED BASELINE | Frozen QSOR V1 position used as V2 immutable model base.
QSOR-0000298 | 3278.4487 | 2026-09-01 | GBP | V1.0 | APPROVED BASELINE | Frozen QSOR V1 position used as V2 immutable model base.
QSOR-0000299 | 3603.7525 | 2026-09-01 | GBP | V1.0 | APPROVED BASELINE | Frozen QSOR V1 position used as V2 immutable model base.
QSOR-0000300 | 4063.1698 | 2026-09-01 | GBP | V1.0 | APPROVED BASELINE | Frozen QSOR V1 position used as V2 immutable model base.
QSOR-0000301 | 4770.017 | 2026-09-01 | GBP | V1.0 | APPROVED BASELINE | Frozen QSOR V1 position used as V2 immutable model base.
QSOR-0000302 | 5590.5111 | 2026-09-01 | GBP | V1.0 | APPROVED BASELINE | Frozen QSOR V1 position used as V2 immutable model base.
QSOR-0000303 | 6751.4431 | 2026-09-01 | GBP | V1.0 | APPROVED BASELINE | Frozen QSOR V1 position used as V2 immutable model base.
QSOR-0000304 | 7757.8391 | 2026-09-01 | GBP | V1.0 | APPROVED BASELINE | Frozen QSOR V1 position used as V2 immutable model base.
QSOR-0000305 | 9048.4466 | 2026-09-01 | GBP | V1.0 | APPROVED BASELINE | Frozen QSOR V1 position used as V2 immutable model base.
QSOR-0000306 | 10181.1814 | 2026-09-01 | GBP | V1.0 | APPROVED BASELINE | Frozen QSOR V1 position used as V2 immutable model base.
QSOR-0000307 | 566.6158 | 2026-09-01 | GBP | V1.0 | APPROVED BASELINE | Frozen QSOR V1 position used as V2 immutable model base.
QSOR-0000308 | 986.1543 | 2026-09-01 | GBP | V1.0 | APPROVED BASELINE | Frozen QSOR V1 position used as V2 immutable model base.
QSOR-0000309 | 1666.844 | 2026-09-01 | GBP | V1.0 | APPROVED BASELINE | Frozen QSOR V1 position used as V2 immutable model base.
QSOR-0000310 | 1844.0872 | 2026-09-01 | GBP | V1.0 | APPROVED BASELINE | Frozen QSOR V1 position used as V2 immutable model base.
QSOR-0000311 | 1978.9052 | 2026-09-01 | GBP | V1.0 | APPROVED BASELINE | Frozen QSOR V1 position used as V2 immutable model base.
QSOR-0000312 | 2216.4868 | 2026-09-01 | GBP | V1.0 | APPROVED BASELINE | Frozen QSOR V1 position used as V2 immutable model base.
QSOR-0000313 | 1132.1484 | 2026-09-01 | GBP | V1.0 | APPROVED BASELINE | Frozen QSOR V1 position used as V2 immutable model base.
QSOR-0000314 | 1744.8831 | 2026-09-01 | GBP | V1.0 | APPROVED BASELINE | Frozen QSOR V1 position used as V2 immutable model base.
QSOR-0000315 | 3017.486 | 2026-09-01 | GBP | V1.0 | APPROVED BASELINE | Frozen QSOR V1 position used as V2 immutable model base.
QSOR-0000316 | 5279.8915 | 2026-09-01 | GBP | V1.0 | APPROVED BASELINE | Frozen QSOR V1 position used as V2 immutable model base.
QSOR-0000317 | 7542.2968 | 2026-09-01 | GBP | V1.0 | APPROVED BASELINE | Frozen QSOR V1 position used as V2 immutable model base.
QSOR-0000318 | 613.655 | 2026-09-01 | GBP | V1.0 | APPROVED BASELINE | Frozen QSOR V1 position used as V2 immutable model base.
QSOR-0000319 | 802.1809 | 2026-09-01 | GBP | V1.0 | APPROVED BASELINE | Frozen QSOR V1 position used as V2 immutable model base.
QSOR-0000320 | 1037.8384 | 2026-09-01 | GBP | V1.0 | APPROVED BASELINE | Frozen QSOR V1 position used as V2 immutable model base.
QSOR-0000321 | 1509.1532 | 2026-09-01 | GBP | V1.0 | APPROVED BASELINE | Frozen QSOR V1 position used as V2 immutable model base.
QSOR-0000322 | 2734.5717 | 2026-09-01 | GBP | V1.0 | APPROVED BASELINE | Frozen QSOR V1 position used as V2 immutable model base.
QSOR-0000323 | 425.1962 | 2026-09-01 | GBP | V1.0 | APPROVED BASELINE | Frozen QSOR V1 position used as V2 immutable model base.
QSOR-0000324 | 613.7518 | 2026-09-01 | GBP | V1.0 | APPROVED BASELINE | Frozen QSOR V1 position used as V2 immutable model base.
QSOR-0000325 | 2357.893 | 2026-09-01 | GBP | V1.0 | APPROVED BASELINE | Frozen QSOR V1 position used as V2 immutable model base.
QSOR-0000326 | 4714.8401 | 2026-09-01 | GBP | V1.0 | APPROVED BASELINE | Frozen QSOR V1 position used as V2 immutable model base.
QSOR-0000327 | 3017.838 | 2026-09-01 | GBP | V1.0 | APPROVED BASELINE | Frozen QSOR V1 position used as V2 immutable model base.
QSOR-0000328 | 4903.3959 | 2026-09-01 | GBP | V1.0 | APPROVED BASELINE | Frozen QSOR V1 position used as V2 immutable model base.
QSOR-0000329 | 5657.2694 | 2026-09-01 | GBP | V1.0 | APPROVED BASELINE | Frozen QSOR V1 position used as V2 immutable model base.
QSOR-0000330 | 9428.1518 | 2026-09-01 | GBP | V1.0 | APPROVED BASELINE | Frozen QSOR V1 position used as V2 immutable model base.
QSOR-0000331 | 16969.917 | 2026-09-01 | GBP | V1.0 | APPROVED BASELINE | Frozen QSOR V1 position used as V2 immutable model base.
QSOR-0000332 | 28282.5644 | 2026-09-01 | GBP | V1.0 | APPROVED BASELINE | Frozen QSOR V1 position used as V2 immutable model base.
QSOR-0000333 | 1414.9406 | 2026-09-01 | GBP | V1.0 | APPROVED BASELINE | Frozen QSOR V1 position used as V2 immutable model base.
QSOR-0000334 | 2357.6042 | 2026-09-01 | GBP | V1.0 | APPROVED BASELINE | Frozen QSOR V1 position used as V2 immutable model base.
QSOR-0000335 | 3771.5992 | 2026-09-01 | GBP | V1.0 | APPROVED BASELINE | Frozen QSOR V1 position used as V2 immutable model base.
QSOR-0000336 | 2829.0261 | 2026-09-01 | GBP | V1.0 | APPROVED BASELINE | Frozen QSOR V1 position used as V2 immutable model base.
QSOR-0000337 | 4714.413 | 2026-09-01 | GBP | V1.0 | APPROVED BASELINE | Frozen QSOR V1 position used as V2 immutable model base.
QSOR-0000338 | 7542.4933 | 2026-09-01 | GBP | V1.0 | APPROVED BASELINE | Frozen QSOR V1 position used as V2 immutable model base.
QSOR-0000339 | 660.8577 | 2026-09-01 | GBP | V1.0 | APPROVED BASELINE | Frozen QSOR V1 position used as V2 immutable model base.
QSOR-0000340 | 1132.2233 | 2026-09-01 | GBP | V1.0 | APPROVED BASELINE | Frozen QSOR V1 position used as V2 immutable model base.
QSOR-0000341 | 142.3549 | 2026-09-01 | GBP | V1.0 | APPROVED BASELINE | Frozen QSOR V1 position used as V2 immutable model base.
QSOR-0000342 | 472.3098 | 2026-09-01 | GBP | V1.0 | APPROVED BASELINE | Frozen QSOR V1 position used as V2 immutable model base.
QSOR-0000343 | 1886.437 | 2026-09-01 | GBP | V1.0 | APPROVED BASELINE | Frozen QSOR V1 position used as V2 immutable model base.
QSOR-0000344 | 5656.9614 | 2026-09-01 | GBP | V1.0 | APPROVED BASELINE | Frozen QSOR V1 position used as V2 immutable model base.
QSOR-0000345 | 11312.9771 | 2026-09-01 | GBP | V1.0 | APPROVED BASELINE | Frozen QSOR V1 position used as V2 immutable model base.
QSOR-0000346 | 18854.3314 | 2026-09-01 | GBP | V1.0 | APPROVED BASELINE | Frozen QSOR V1 position used as V2 immutable model base.
QSOR-0000347 | 1886.2481 | 2026-09-01 | GBP | V1.0 | APPROVED BASELINE | Frozen QSOR V1 position used as V2 immutable model base.
QSOR-0000348 | 3300.225 | 2026-09-01 | GBP | V1.0 | APPROVED BASELINE | Frozen QSOR V1 position used as V2 immutable model base.
QSOR-0000349 | 943.6209 | 2026-09-01 | GBP | V1.0 | APPROVED BASELINE | Frozen QSOR V1 position used as V2 immutable model base.
QSOR-0000350 | 1886.2961 | 2026-09-01 | GBP | V1.0 | APPROVED BASELINE | Frozen QSOR V1 position used as V2 immutable model base.
QSOR-0000351 | 1886.2615 | 2026-09-01 | GBP | V1.0 | APPROVED BASELINE | Frozen QSOR V1 position used as V2 immutable model base.
QSOR-0000352 | 3771.5777 | 2026-09-01 | GBP | V1.0 | APPROVED BASELINE | Frozen QSOR V1 position used as V2 immutable model base.
QSOR-0000353 | 236.6277 | 2026-09-01 | GBP | V1.0 | APPROVED BASELINE | Frozen QSOR V1 position used as V2 immutable model base.
QSOR-0000354 | 566.5826 | 2026-09-01 | GBP | V1.0 | APPROVED BASELINE | Frozen QSOR V1 position used as V2 immutable model base.
QSOR-0000355 | 1886.3884 | 2026-09-01 | GBP | V1.0 | APPROVED BASELINE | Frozen QSOR V1 position used as V2 immutable model base.
QSOR-0000356 | 3300.4705 | 2026-09-01 | GBP | V1.0 | APPROVED BASELINE | Frozen QSOR V1 position used as V2 immutable model base.
QSOR-0000357 | 5657.2742 | 2026-09-01 | GBP | V1.0 | APPROVED BASELINE | Frozen QSOR V1 position used as V2 immutable model base.
QSOR-0000358 | 1414.8924 | 2026-09-01 | GBP | V1.0 | APPROVED BASELINE | Frozen QSOR V1 position used as V2 immutable model base.
QSOR-0000359 | 2828.8394 | 2026-09-01 | GBP | V1.0 | APPROVED BASELINE | Frozen QSOR V1 position used as V2 immutable model base.
QSOR-0000360 | 1886.4549 | 2026-09-01 | GBP | V1.0 | APPROVED BASELINE | Frozen QSOR V1 position used as V2 immutable model base.
QSOR-0000361 | 3771.9645 | 2026-09-01 | GBP | V1.0 | APPROVED BASELINE | Frozen QSOR V1 position used as V2 immutable model base.
QSOR-0000362 | 472.3158 | 2026-09-01 | GBP | V1.0 | APPROVED BASELINE | Frozen QSOR V1 position used as V2 immutable model base.
QSOR-0000363 | 1415.0562 | 2026-09-01 | GBP | V1.0 | APPROVED BASELINE | Frozen QSOR V1 position used as V2 immutable model base.
QSOR-0000364 | 142.3527 | 2026-09-01 | GBP | V1.0 | APPROVED BASELINE | Frozen QSOR V1 position used as V2 immutable model base.
QSOR-0000365 | 472.302 | 2026-09-01 | GBP | V1.0 | APPROVED BASELINE | Frozen QSOR V1 position used as V2 immutable model base.
QSOR-0000366 | 37711.3597 | 2026-09-01 | GBP | V1.0 | APPROVED BASELINE | Frozen QSOR V1 position used as V2 immutable model base.
QSOR-0000367 | 65994.1703 | 2026-09-01 | GBP | V1.0 | APPROVED BASELINE | Frozen QSOR V1 position used as V2 immutable model base.
QSOR-0000368 | 32995.8045 | 2026-09-01 | GBP | V1.0 | APPROVED BASELINE | Frozen QSOR V1 position used as V2 immutable model base.
QSOR-0000369 | 56563.5608 | 2026-09-01 | GBP | V1.0 | APPROVED BASELINE | Frozen QSOR V1 position used as V2 immutable model base.
QSOR-0000370 | 9427.8048 | 2026-09-01 | GBP | V1.0 | APPROVED BASELINE | Frozen QSOR V1 position used as V2 immutable model base.
QSOR-0000371 | 18854.6639 | 2026-09-01 | GBP | V1.0 | APPROVED BASELINE | Frozen QSOR V1 position used as V2 immutable model base.
QSOR-0000372 | 755.0172 | 2026-09-01 | GBP | V1.0 | APPROVED BASELINE | Frozen QSOR V1 position used as V2 immutable model base.
QSOR-0000373 | 1414.83 | 2026-09-01 | GBP | V1.0 | APPROVED BASELINE | Frozen QSOR V1 position used as V2 immutable model base.
QSOR-0000374 | 236.5947 | 2026-09-01 | GBP | V1.0 | APPROVED BASELINE | Frozen QSOR V1 position used as V2 immutable model base.
QSOR-0000375 | 1886.3519 | 2026-09-01 | GBP | V1.0 | APPROVED BASELINE | Frozen QSOR V1 position used as V2 immutable model base.
QSOR-0000376 | 3771.7581 | 2026-09-01 | GBP | V1.0 | APPROVED BASELINE | Frozen QSOR V1 position used as V2 immutable model base.
QSOR-0000377 | 85.7874 | 2026-09-01 | GBP | V1.0 | APPROVED BASELINE | Frozen QSOR V1 position used as V2 immutable model base.
QSOR-0000378 | 123.495 | 2026-09-01 | GBP | V1.0 | APPROVED BASELINE | Frozen QSOR V1 position used as V2 immutable model base.
QSOR-0000379 | 161.2024 | 2026-09-01 | GBP | V1.0 | APPROVED BASELINE | Frozen QSOR V1 position used as V2 immutable model base.
QSOR-0000380 | 246.044 | 2026-09-01 | GBP | V1.0 | APPROVED BASELINE | Frozen QSOR V1 position used as V2 immutable model base.
QSOR-0000381 | 330.886 | 2026-09-01 | GBP | V1.0 | APPROVED BASELINE | Frozen QSOR V1 position used as V2 immutable model base.
QSOR-0000382 | 104.6429 | 2026-09-01 | GBP | V1.0 | APPROVED BASELINE | Frozen QSOR V1 position used as V2 immutable model base.
QSOR-0000383 | 151.778 | 2026-09-01 | GBP | V1.0 | APPROVED BASELINE | Frozen QSOR V1 position used as V2 immutable model base.
QSOR-0000384 | 208.3402 | 2026-09-01 | GBP | V1.0 | APPROVED BASELINE | Frozen QSOR V1 position used as V2 immutable model base.
QSOR-0000385 | 283.7565 | 2026-09-01 | GBP | V1.0 | APPROVED BASELINE | Frozen QSOR V1 position used as V2 immutable model base.
QSOR-0000386 | 396.8808 | 2026-09-01 | GBP | V1.0 | APPROVED BASELINE | Frozen QSOR V1 position used as V2 immutable model base.
QSOR-0000387 | 1132.1264 | 2026-09-01 | GBP | V1.0 | APPROVED BASELINE | Frozen QSOR V1 position used as V2 immutable model base.
QSOR-0000388 | 2074.7774 | 2026-09-01 | GBP | V1.0 | APPROVED BASELINE | Frozen QSOR V1 position used as V2 immutable model base.
QSOR-0000389 | 3017.4279 | 2026-09-01 | GBP | V1.0 | APPROVED BASELINE | Frozen QSOR V1 position used as V2 immutable model base.
QSOR-0000390 | 1697.7235 | 2026-09-01 | GBP | V1.0 | APPROVED BASELINE | Frozen QSOR V1 position used as V2 immutable model base.
QSOR-0000391 | 3300.2359 | 2026-09-01 | GBP | V1.0 | APPROVED BASELINE | Frozen QSOR V1 position used as V2 immutable model base.
QSOR-0000392 | 5656.8719 | 2026-09-01 | GBP | V1.0 | APPROVED BASELINE | Frozen QSOR V1 position used as V2 immutable model base.
QSOR-0000393 | 2828.9152 | 2026-09-01 | GBP | V1.0 | APPROVED BASELINE | Frozen QSOR V1 position used as V2 immutable model base.
QSOR-0000394 | 5656.8847 | 2026-09-01 | GBP | V1.0 | APPROVED BASELINE | Frozen QSOR V1 position used as V2 immutable model base.
QSOR-0000395 | 9427.5109 | 2026-09-01 | GBP | V1.0 | APPROVED BASELINE | Frozen QSOR V1 position used as V2 immutable model base.
QSOR-0000396 | 566.5107 | 2026-09-01 | GBP | V1.0 | APPROVED BASELINE | Frozen QSOR V1 position used as V2 immutable model base.
QSOR-0000397 | 1414.8587 | 2026-09-01 | GBP | V1.0 | APPROVED BASELINE | Frozen QSOR V1 position used as V2 immutable model base.
QSOR-0000398 | 71.6437 | 2026-09-01 | GBP | V1.0 | APPROVED BASELINE | Frozen QSOR V1 position used as V2 immutable model base.
QSOR-0000399 | 90.4962 | 2026-09-01 | GBP | V1.0 | APPROVED BASELINE | Frozen QSOR V1 position used as V2 immutable model base.
QSOR-0000400 | 114.0623 | 2026-09-01 | GBP | V1.0 | APPROVED BASELINE | Frozen QSOR V1 position used as V2 immutable model base.
QSOR-0000401 | 29.2249 | 2026-09-01 | GBP | V1.0 | APPROVED BASELINE | Frozen QSOR V1 position used as V2 immutable model base.
QSOR-0000402 | 34.8806 | 2026-09-01 | GBP | V1.0 | APPROVED BASELINE | Frozen QSOR V1 position used as V2 immutable model base.
QSOR-0000403 | 46.1923 | 2026-09-01 | GBP | V1.0 | APPROVED BASELINE | Frozen QSOR V1 position used as V2 immutable model base.
QSOR-0000404 | 62.2172 | 2026-09-01 | GBP | V1.0 | APPROVED BASELINE | Frozen QSOR V1 position used as V2 immutable model base.
QSOR-0000405 | 76.3568 | 2026-09-01 | GBP | V1.0 | APPROVED BASELINE | Frozen QSOR V1 position used as V2 immutable model base.
QSOR-0000406 | 104.6359 | 2026-09-01 | GBP | V1.0 | APPROVED BASELINE | Frozen QSOR V1 position used as V2 immutable model base.
QSOR-0000407 | 2074.8661 | 2026-09-01 | GBP | V1.0 | APPROVED BASELINE | Frozen QSOR V1 position used as V2 immutable model base.
QSOR-0000408 | 3300.3651 | 2026-09-01 | GBP | V1.0 | APPROVED BASELINE | Frozen QSOR V1 position used as V2 immutable model base.
QSOR-0000409 | 4714.4019 | 2026-09-01 | GBP | V1.0 | APPROVED BASELINE | Frozen QSOR V1 position used as V2 immutable model base.
QSOR-0000410 | 1415.0409 | 2026-09-01 | GBP | V1.0 | APPROVED BASELINE | Frozen QSOR V1 position used as V2 immutable model base.
QSOR-0000411 | 2640.5899 | 2026-09-01 | GBP | V1.0 | APPROVED BASELINE | Frozen QSOR V1 position used as V2 immutable model base.
QSOR-0000412 | 802.2106 | 2026-09-01 | GBP | V1.0 | APPROVED BASELINE | Frozen QSOR V1 position used as V2 immutable model base.
QSOR-0000413 | 18853.6379 | 2026-09-01 | GBP | V1.0 | APPROVED BASELINE | Frozen QSOR V1 position used as V2 immutable model base.
QSOR-0000414 | 32993.1575 | 2026-09-01 | GBP | V1.0 | APPROVED BASELINE | Frozen QSOR V1 position used as V2 immutable model base.
QSOR-0000415 | 51845.8497 | 2026-09-01 | GBP | V1.0 | APPROVED BASELINE | Frozen QSOR V1 position used as V2 immutable model base.
QSOR-0000416 | 472.2916 | 2026-09-01 | GBP | V1.0 | APPROVED BASELINE | Frozen QSOR V1 position used as V2 immutable model base.
QSOR-0000417 | 1886.3296 | 2026-09-01 | GBP | V1.0 | APPROVED BASELINE | Frozen QSOR V1 position used as V2 immutable model base.
QSOR-0000418 | 26.5715 | 2026-09-01 | GBP | V1.0 | APPROVED BASELINE | Frozen QSOR V1 position used as V2 immutable model base.
QSOR-0000419 | 29.4234 | 2026-09-01 | GBP | V1.0 | APPROVED BASELINE | Frozen QSOR V1 position used as V2 immutable model base.
QSOR-0000420 | 33.6658 | 2026-09-01 | GBP | V1.0 | APPROVED BASELINE | Frozen QSOR V1 position used as V2 immutable model base.
QSOR-0000421 | 35.3878 | 2026-09-01 | GBP | V1.0 | APPROVED BASELINE | Frozen QSOR V1 position used as V2 immutable model base.
QSOR-0000422 | 40.9587 | 2026-09-01 | GBP | V1.0 | APPROVED BASELINE | Frozen QSOR V1 position used as V2 immutable model base.
QSOR-0000423 | 39.2301 | 2026-09-01 | GBP | V1.0 | APPROVED BASELINE | Frozen QSOR V1 position used as V2 immutable model base.
QSOR-0000424 | 41.9497 | 2026-09-01 | GBP | V1.0 | APPROVED BASELINE | Frozen QSOR V1 position used as V2 immutable model base.
QSOR-0000425 | 51.1678 | 2026-09-01 | GBP | V1.0 | APPROVED BASELINE | Frozen QSOR V1 position used as V2 immutable model base.
QSOR-0000426 | 57.6984 | 2026-09-01 | GBP | V1.0 | APPROVED BASELINE | Frozen QSOR V1 position used as V2 immutable model base.
QSOR-0000427 | 65.328 | 2026-09-01 | GBP | V1.0 | APPROVED BASELINE | Frozen QSOR V1 position used as V2 immutable model base.
QSOR-0000428 | 83.4159 | 2026-09-01 | GBP | V1.0 | APPROVED BASELINE | Frozen QSOR V1 position used as V2 immutable model base.
QSOR-0000429 | 103.0965 | 2026-09-01 | GBP | V1.0 | APPROVED BASELINE | Frozen QSOR V1 position used as V2 immutable model base.
QSOR-0000430 | 120.8072 | 2026-09-01 | GBP | V1.0 | APPROVED BASELINE | Frozen QSOR V1 position used as V2 immutable model base.
QSOR-0000431 | 143.3221 | 2026-09-01 | GBP | V1.0 | APPROVED BASELINE | Frozen QSOR V1 position used as V2 immutable model base.
QSOR-0000432 | 173.8987 | 2026-09-01 | GBP | V1.0 | APPROVED BASELINE | Frozen QSOR V1 position used as V2 immutable model base.
QSOR-0000433 | 197.4332 | 2026-09-01 | GBP | V1.0 | APPROVED BASELINE | Frozen QSOR V1 position used as V2 immutable model base.
QSOR-0000434 | 253.8237 | 2026-09-01 | GBP | V1.0 | APPROVED BASELINE | Frozen QSOR V1 position used as V2 immutable model base.
QSOR-0000435 | 35.0824 | 2026-09-01 | GBP | V1.0 | APPROVED BASELINE | Frozen QSOR V1 position used as V2 immutable model base.
QSOR-0000436 | 37.1378 | 2026-09-01 | GBP | V1.0 | APPROVED BASELINE | Frozen QSOR V1 position used as V2 immutable model base.
QSOR-0000437 | 39.4534 | 2026-09-01 | GBP | V1.0 | APPROVED BASELINE | Frozen QSOR V1 position used as V2 immutable model base.
QSOR-0000438 | 39.7701 | 2026-09-01 | GBP | V1.0 | APPROVED BASELINE | Frozen QSOR V1 position used as V2 immutable model base.
QSOR-0000439 | 40.53 | 2026-09-01 | GBP | V1.0 | APPROVED BASELINE | Frozen QSOR V1 position used as V2 immutable model base.
QSOR-0000440 | 44.2141 | 2026-09-01 | GBP | V1.0 | APPROVED BASELINE | Frozen QSOR V1 position used as V2 immutable model base.
QSOR-0000441 | 48.6387 | 2026-09-01 | GBP | V1.0 | APPROVED BASELINE | Frozen QSOR V1 position used as V2 immutable model base.
QSOR-0000442 | 62.0495 | 2026-09-01 | GBP | V1.0 | APPROVED BASELINE | Frozen QSOR V1 position used as V2 immutable model base.
QSOR-0000443 | 67.0993 | 2026-09-01 | GBP | V1.0 | APPROVED BASELINE | Frozen QSOR V1 position used as V2 immutable model base.
QSOR-0000444 | 70.83 | 2026-09-01 | GBP | V1.0 | APPROVED BASELINE | Frozen QSOR V1 position used as V2 immutable model base.
QSOR-0000445 | 114.2078 | 2026-09-01 | GBP | V1.0 | APPROVED BASELINE | Frozen QSOR V1 position used as V2 immutable model base.
QSOR-0000446 | 172.9931 | 2026-09-01 | GBP | V1.0 | APPROVED BASELINE | Frozen QSOR V1 position used as V2 immutable model base.
QSOR-0000447 | 279.5917 | 2026-09-01 | GBP | V1.0 | APPROVED BASELINE | Frozen QSOR V1 position used as V2 immutable model base.
QSOR-0000448 | 292.3633 | 2026-09-01 | GBP | V1.0 | APPROVED BASELINE | Frozen QSOR V1 position used as V2 immutable model base.
QSOR-0000449 | 447.5481 | 2026-09-01 | GBP | V1.0 | APPROVED BASELINE | Frozen QSOR V1 position used as V2 immutable model base.
QSOR-0000450 | 543.788 | 2026-09-01 | GBP | V1.0 | APPROVED BASELINE | Frozen QSOR V1 position used as V2 immutable model base.
QSOR-0000451 | 18.5887 | 2026-09-01 | GBP | V1.0 | APPROVED BASELINE | Frozen QSOR V1 position used as V2 immutable model base.
QSOR-0000452 | 19.7942 | 2026-09-01 | GBP | V1.0 | APPROVED BASELINE | Frozen QSOR V1 position used as V2 immutable model base.
QSOR-0000453 | 20.5655 | 2026-09-01 | GBP | V1.0 | APPROVED BASELINE | Frozen QSOR V1 position used as V2 immutable model base.
QSOR-0000454 | 21.3229 | 2026-09-01 | GBP | V1.0 | APPROVED BASELINE | Frozen QSOR V1 position used as V2 immutable model base.
QSOR-0000455 | 22.2613 | 2026-09-01 | GBP | V1.0 | APPROVED BASELINE | Frozen QSOR V1 position used as V2 immutable model base.
QSOR-0000456 | 24.3302 | 2026-09-01 | GBP | V1.0 | APPROVED BASELINE | Frozen QSOR V1 position used as V2 immutable model base.
QSOR-0000457 | 26.3191 | 2026-09-01 | GBP | V1.0 | APPROVED BASELINE | Frozen QSOR V1 position used as V2 immutable model base.
QSOR-0000458 | 33.5555 | 2026-09-01 | GBP | V1.0 | APPROVED BASELINE | Frozen QSOR V1 position used as V2 immutable model base.
QSOR-0000459 | 42.8416 | 2026-09-01 | GBP | V1.0 | APPROVED BASELINE | Frozen QSOR V1 position used as V2 immutable model base.
QSOR-0000460 | 46.2648 | 2026-09-01 | GBP | V1.0 | APPROVED BASELINE | Frozen QSOR V1 position used as V2 immutable model base.
QSOR-0000461 | 64.3621 | 2026-09-01 | GBP | V1.0 | APPROVED BASELINE | Frozen QSOR V1 position used as V2 immutable model base.
QSOR-0000462 | 75.2084 | 2026-09-01 | GBP | V1.0 | APPROVED BASELINE | Frozen QSOR V1 position used as V2 immutable model base.
QSOR-0000463 | 90.4807 | 2026-09-01 | GBP | V1.0 | APPROVED BASELINE | Frozen QSOR V1 position used as V2 immutable model base.
QSOR-0000464 | 91.2666 | 2026-09-01 | GBP | V1.0 | APPROVED BASELINE | Frozen QSOR V1 position used as V2 immutable model base.
QSOR-0000465 | 114.3697 | 2026-09-01 | GBP | V1.0 | APPROVED BASELINE | Frozen QSOR V1 position used as V2 immutable model base.
QSOR-0000466 | 138.4849 | 2026-09-01 | GBP | V1.0 | APPROVED BASELINE | Frozen QSOR V1 position used as V2 immutable model base.
QSOR-0000467 | 39.4605 | 2026-09-01 | GBP | V1.0 | APPROVED BASELINE | Frozen QSOR V1 position used as V2 immutable model base.
QSOR-0000468 | 46.2579 | 2026-09-01 | GBP | V1.0 | APPROVED BASELINE | Frozen QSOR V1 position used as V2 immutable model base.
QSOR-0000469 | 55.0012 | 2026-09-01 | GBP | V1.0 | APPROVED BASELINE | Frozen QSOR V1 position used as V2 immutable model base.
QSOR-0000470 | 58.1368 | 2026-09-01 | GBP | V1.0 | APPROVED BASELINE | Frozen QSOR V1 position used as V2 immutable model base.
QSOR-0000471 | 63.2409 | 2026-09-01 | GBP | V1.0 | APPROVED BASELINE | Frozen QSOR V1 position used as V2 immutable model base.
QSOR-0000472 | 68.976 | 2026-09-01 | GBP | V1.0 | APPROVED BASELINE | Frozen QSOR V1 position used as V2 immutable model base.
QSOR-0000473 | 75.5589 | 2026-09-01 | GBP | V1.0 | APPROVED BASELINE | Frozen QSOR V1 position used as V2 immutable model base.
QSOR-0000474 | 83.0076 | 2026-09-01 | GBP | V1.0 | APPROVED BASELINE | Frozen QSOR V1 position used as V2 immutable model base.
QSOR-0000475 | 132.9082 | 2026-09-01 | GBP | V1.0 | APPROVED BASELINE | Frozen QSOR V1 position used as V2 immutable model base.
QSOR-0000476 | 145.3485 | 2026-09-01 | GBP | V1.0 | APPROVED BASELINE | Frozen QSOR V1 position used as V2 immutable model base.
QSOR-0000477 | 144.3294 | 2026-09-01 | GBP | V1.0 | APPROVED BASELINE | Frozen QSOR V1 position used as V2 immutable model base.
QSOR-0000478 | 218.548 | 2026-09-01 | GBP | V1.0 | APPROVED BASELINE | Frozen QSOR V1 position used as V2 immutable model base.
QSOR-0000479 | 264.8932 | 2026-09-01 | GBP | V1.0 | APPROVED BASELINE | Frozen QSOR V1 position used as V2 immutable model base.
QSOR-0000480 | 23.1866 | 2026-09-01 | GBP | V1.0 | APPROVED BASELINE | Frozen QSOR V1 position used as V2 immutable model base.
QSOR-0000481 | 24.6887 | 2026-09-01 | GBP | V1.0 | APPROVED BASELINE | Frozen QSOR V1 position used as V2 immutable model base.
QSOR-0000482 | 26.1819 | 2026-09-01 | GBP | V1.0 | APPROVED BASELINE | Frozen QSOR V1 position used as V2 immutable model base.
QSOR-0000483 | 27.5114 | 2026-09-01 | GBP | V1.0 | APPROVED BASELINE | Frozen QSOR V1 position used as V2 immutable model base.
QSOR-0000484 | 28.929 | 2026-09-01 | GBP | V1.0 | APPROVED BASELINE | Frozen QSOR V1 position used as V2 immutable model base.
QSOR-0000485 | 50.0618 | 2026-09-01 | GBP | V1.0 | APPROVED BASELINE | Frozen QSOR V1 position used as V2 immutable model base.
QSOR-0000486 | 55.8046 | 2026-09-01 | GBP | V1.0 | APPROVED BASELINE | Frozen QSOR V1 position used as V2 immutable model base.
QSOR-0000487 | 67.998 | 2026-09-01 | GBP | V1.0 | APPROVED BASELINE | Frozen QSOR V1 position used as V2 immutable model base.
QSOR-0000488 | 122.3068 | 2026-09-01 | GBP | V1.0 | APPROVED BASELINE | Frozen QSOR V1 position used as V2 immutable model base.
QSOR-0000489 | 152.2206 | 2026-09-01 | GBP | V1.0 | APPROVED BASELINE | Frozen QSOR V1 position used as V2 immutable model base.
QSOR-0000490 | 217.1113 | 2026-09-01 | GBP | V1.0 | APPROVED BASELINE | Frozen QSOR V1 position used as V2 immutable model base.
QSOR-0000491 | 247.3859 | 2026-09-01 | GBP | V1.0 | APPROVED BASELINE | Frozen QSOR V1 position used as V2 immutable model base.
QSOR-0000492 | 318.7671 | 2026-09-01 | GBP | V1.0 | APPROVED BASELINE | Frozen QSOR V1 position used as V2 immutable model base.
QSOR-0000493 | 414.7337 | 2026-09-01 | GBP | V1.0 | APPROVED BASELINE | Frozen QSOR V1 position used as V2 immutable model base.
QSOR-0000494 | 30.4043 | 2026-09-01 | GBP | V1.0 | APPROVED BASELINE | Frozen QSOR V1 position used as V2 immutable model base.
QSOR-0000495 | 34.7052 | 2026-09-01 | GBP | V1.0 | APPROVED BASELINE | Frozen QSOR V1 position used as V2 immutable model base.
QSOR-0000496 | 35.3298 | 2026-09-01 | GBP | V1.0 | APPROVED BASELINE | Frozen QSOR V1 position used as V2 immutable model base.
QSOR-0000497 | 37.2593 | 2026-09-01 | GBP | V1.0 | APPROVED BASELINE | Frozen QSOR V1 position used as V2 immutable model base.
QSOR-0000498 | 41.1222 | 2026-09-01 | GBP | V1.0 | APPROVED BASELINE | Frozen QSOR V1 position used as V2 immutable model base.
QSOR-0000499 | 56.0008 | 2026-09-01 | GBP | V1.0 | APPROVED BASELINE | Frozen QSOR V1 position used as V2 immutable model base.
QSOR-0000500 | 63.5451 | 2026-09-01 | GBP | V1.0 | APPROVED BASELINE | Frozen QSOR V1 position used as V2 immutable model base.
QSOR-0000501 | 77.2425 | 2026-09-01 | GBP | V1.0 | APPROVED BASELINE | Frozen QSOR V1 position used as V2 immutable model base.
QSOR-0000502 | 161.0042 | 2026-09-01 | GBP | V1.0 | APPROVED BASELINE | Frozen QSOR V1 position used as V2 immutable model base.
QSOR-0000503 | 177.8073 | 2026-09-01 | GBP | V1.0 | APPROVED BASELINE | Frozen QSOR V1 position used as V2 immutable model base.
QSOR-0000504 | 287.9172 | 2026-09-01 | GBP | V1.0 | APPROVED BASELINE | Frozen QSOR V1 position used as V2 immutable model base.
QSOR-0000505 | 385.8713 | 2026-09-01 | GBP | V1.0 | APPROVED BASELINE | Frozen QSOR V1 position used as V2 immutable model base.
QSOR-0000506 | 523.173 | 2026-09-01 | GBP | V1.0 | APPROVED BASELINE | Frozen QSOR V1 position used as V2 immutable model base.
QSOR-0000507 | 36.8384 | 2026-09-01 | GBP | V1.0 | APPROVED BASELINE | Frozen QSOR V1 position used as V2 immutable model base.
QSOR-0000508 | 37.8705 | 2026-09-01 | GBP | V1.0 | APPROVED BASELINE | Frozen QSOR V1 position used as V2 immutable model base.
QSOR-0000509 | 39.9176 | 2026-09-01 | GBP | V1.0 | APPROVED BASELINE | Frozen QSOR V1 position used as V2 immutable model base.
QSOR-0000510 | 43.3837 | 2026-09-01 | GBP | V1.0 | APPROVED BASELINE | Frozen QSOR V1 position used as V2 immutable model base.
QSOR-0000511 | 60.4974 | 2026-09-01 | GBP | V1.0 | APPROVED BASELINE | Frozen QSOR V1 position used as V2 immutable model base.
QSOR-0000512 | 68.0064 | 2026-09-01 | GBP | V1.0 | APPROVED BASELINE | Frozen QSOR V1 position used as V2 immutable model base.
QSOR-0000513 | 82.9643 | 2026-09-01 | GBP | V1.0 | APPROVED BASELINE | Frozen QSOR V1 position used as V2 immutable model base.
QSOR-0000514 | 170.4649 | 2026-09-01 | GBP | V1.0 | APPROVED BASELINE | Frozen QSOR V1 position used as V2 immutable model base.
QSOR-0000515 | 306.3215 | 2026-09-01 | GBP | V1.0 | APPROVED BASELINE | Frozen QSOR V1 position used as V2 immutable model base.
QSOR-0000516 | 409.7404 | 2026-09-01 | GBP | V1.0 | APPROVED BASELINE | Frozen QSOR V1 position used as V2 immutable model base.
QSOR-0000517 | 553.9662 | 2026-09-01 | GBP | V1.0 | APPROVED BASELINE | Frozen QSOR V1 position used as V2 immutable model base.
QSOR-0000518 | 23.5249 | 2026-09-01 | GBP | V1.0 | APPROVED BASELINE | Frozen QSOR V1 position used as V2 immutable model base.
QSOR-0000519 | 26.0087 | 2026-09-01 | GBP | V1.0 | APPROVED BASELINE | Frozen QSOR V1 position used as V2 immutable model base.
QSOR-0000520 | 28.5031 | 2026-09-01 | GBP | V1.0 | APPROVED BASELINE | Frozen QSOR V1 position used as V2 immutable model base.
QSOR-0000521 | 29.1778 | 2026-09-01 | GBP | V1.0 | APPROVED BASELINE | Frozen QSOR V1 position used as V2 immutable model base.
QSOR-0000522 | 32.099 | 2026-09-01 | GBP | V1.0 | APPROVED BASELINE | Frozen QSOR V1 position used as V2 immutable model base.
QSOR-0000523 | 36.4483 | 2026-09-01 | GBP | V1.0 | APPROVED BASELINE | Frozen QSOR V1 position used as V2 immutable model base.
QSOR-0000524 | 38.9025 | 2026-09-01 | GBP | V1.0 | APPROVED BASELINE | Frozen QSOR V1 position used as V2 immutable model base.
QSOR-0000525 | 47.9711 | 2026-09-01 | GBP | V1.0 | APPROVED BASELINE | Frozen QSOR V1 position used as V2 immutable model base.
QSOR-0000526 | 50.4216 | 2026-09-01 | GBP | V1.0 | APPROVED BASELINE | Frozen QSOR V1 position used as V2 immutable model base.
QSOR-0000527 | 55.4463 | 2026-09-01 | GBP | V1.0 | APPROVED BASELINE | Frozen QSOR V1 position used as V2 immutable model base.
QSOR-0000528 | 78.5361 | 2026-09-01 | GBP | V1.0 | APPROVED BASELINE | Frozen QSOR V1 position used as V2 immutable model base.
QSOR-0000529 | 84.0054 | 2026-09-01 | GBP | V1.0 | APPROVED BASELINE | Frozen QSOR V1 position used as V2 immutable model base.
QSOR-0000530 | 106.401 | 2026-09-01 | GBP | V1.0 | APPROVED BASELINE | Frozen QSOR V1 position used as V2 immutable model base.
QSOR-0000531 | 134.8295 | 2026-09-01 | GBP | V1.0 | APPROVED BASELINE | Frozen QSOR V1 position used as V2 immutable model base.
QSOR-0000532 | 152.9941 | 2026-09-01 | GBP | V1.0 | APPROVED BASELINE | Frozen QSOR V1 position used as V2 immutable model base.
QSOR-0000533 | 185.7193 | 2026-09-01 | GBP | V1.0 | APPROVED BASELINE | Frozen QSOR V1 position used as V2 immutable model base.
QSOR-0000534 | 239.14 | 2026-09-01 | GBP | V1.0 | APPROVED BASELINE | Frozen QSOR V1 position used as V2 immutable model base.
QSOR-0000535 | 30.8115 | 2026-09-01 | GBP | V1.0 | APPROVED BASELINE | Frozen QSOR V1 position used as V2 immutable model base.
QSOR-0000536 | 32.8899 | 2026-09-01 | GBP | V1.0 | APPROVED BASELINE | Frozen QSOR V1 position used as V2 immutable model base.
QSOR-0000537 | 34.8041 | 2026-09-01 | GBP | V1.0 | APPROVED BASELINE | Frozen QSOR V1 position used as V2 immutable model base.
QSOR-0000538 | 36.0993 | 2026-09-01 | GBP | V1.0 | APPROVED BASELINE | Frozen QSOR V1 position used as V2 immutable model base.
QSOR-0000539 | 37.8157 | 2026-09-01 | GBP | V1.0 | APPROVED BASELINE | Frozen QSOR V1 position used as V2 immutable model base.
QSOR-0000540 | 41.0938 | 2026-09-01 | GBP | V1.0 | APPROVED BASELINE | Frozen QSOR V1 position used as V2 immutable model base.
QSOR-0000541 | 45.0753 | 2026-09-01 | GBP | V1.0 | APPROVED BASELINE | Frozen QSOR V1 position used as V2 immutable model base.
QSOR-0000542 | 46.0519 | 2026-09-01 | GBP | V1.0 | APPROVED BASELINE | Frozen QSOR V1 position used as V2 immutable model base.
QSOR-0000543 | 45.9963 | 2026-09-01 | GBP | V1.0 | APPROVED BASELINE | Frozen QSOR V1 position used as V2 immutable model base.
QSOR-0000544 | 75.6745 | 2026-09-01 | GBP | V1.0 | APPROVED BASELINE | Frozen QSOR V1 position used as V2 immutable model base.
QSOR-0000545 | 68.3828 | 2026-09-01 | GBP | V1.0 | APPROVED BASELINE | Frozen QSOR V1 position used as V2 immutable model base.
QSOR-0000546 | 152.144 | 2026-09-01 | GBP | V1.0 | APPROVED BASELINE | Frozen QSOR V1 position used as V2 immutable model base.
QSOR-0000547 | 265.7384 | 2026-09-01 | GBP | V1.0 | APPROVED BASELINE | Frozen QSOR V1 position used as V2 immutable model base.
QSOR-0000548 | 257.4049 | 2026-09-01 | GBP | V1.0 | APPROVED BASELINE | Frozen QSOR V1 position used as V2 immutable model base.
QSOR-0000549 | 424.5998 | 2026-09-01 | GBP | V1.0 | APPROVED BASELINE | Frozen QSOR V1 position used as V2 immutable model base.
QSOR-0000550 | 515.6968 | 2026-09-01 | GBP | V1.0 | APPROVED BASELINE | Frozen QSOR V1 position used as V2 immutable model base.
QSOR-0000551 | 16.4875 | 2026-09-01 | GBP | V1.0 | APPROVED BASELINE | Frozen QSOR V1 position used as V2 immutable model base.
QSOR-0000552 | 17.492 | 2026-09-01 | GBP | V1.0 | APPROVED BASELINE | Frozen QSOR V1 position used as V2 immutable model base.
QSOR-0000553 | 19.1513 | 2026-09-01 | GBP | V1.0 | APPROVED BASELINE | Frozen QSOR V1 position used as V2 immutable model base.
QSOR-0000554 | 20.9173 | 2026-09-01 | GBP | V1.0 | APPROVED BASELINE | Frozen QSOR V1 position used as V2 immutable model base.
QSOR-0000555 | 21.8549 | 2026-09-01 | GBP | V1.0 | APPROVED BASELINE | Frozen QSOR V1 position used as V2 immutable model base.
QSOR-0000556 | 22.5657 | 2026-09-01 | GBP | V1.0 | APPROVED BASELINE | Frozen QSOR V1 position used as V2 immutable model base.
QSOR-0000557 | 24.4636 | 2026-09-01 | GBP | V1.0 | APPROVED BASELINE | Frozen QSOR V1 position used as V2 immutable model base.
QSOR-0000558 | 26.8179 | 2026-09-01 | GBP | V1.0 | APPROVED BASELINE | Frozen QSOR V1 position used as V2 immutable model base.
QSOR-0000559 | 30.1067 | 2026-09-01 | GBP | V1.0 | APPROVED BASELINE | Frozen QSOR V1 position used as V2 immutable model base.
QSOR-0000560 | 36.1624 | 2026-09-01 | GBP | V1.0 | APPROVED BASELINE | Frozen QSOR V1 position used as V2 immutable model base.
QSOR-0000561 | 61.1384 | 2026-09-01 | GBP | V1.0 | APPROVED BASELINE | Frozen QSOR V1 position used as V2 immutable model base.
QSOR-0000562 | 66.5558 | 2026-09-01 | GBP | V1.0 | APPROVED BASELINE | Frozen QSOR V1 position used as V2 immutable model base.
QSOR-0000563 | 85.5836 | 2026-09-01 | GBP | V1.0 | APPROVED BASELINE | Frozen QSOR V1 position used as V2 immutable model base.
QSOR-0000564 | 102.9463 | 2026-09-01 | GBP | V1.0 | APPROVED BASELINE | Frozen QSOR V1 position used as V2 immutable model base.
QSOR-0000565 | 107.3744 | 2026-09-01 | GBP | V1.0 | APPROVED BASELINE | Frozen QSOR V1 position used as V2 immutable model base.
QSOR-0000566 | 131.0428 | 2026-09-01 | GBP | V1.0 | APPROVED BASELINE | Frozen QSOR V1 position used as V2 immutable model base.
QSOR-0000567 | 36.7493 | 2026-09-01 | GBP | V1.0 | APPROVED BASELINE | Frozen QSOR V1 position used as V2 immutable model base.
QSOR-0000568 | 42.7355 | 2026-09-01 | GBP | V1.0 | APPROVED BASELINE | Frozen QSOR V1 position used as V2 immutable model base.
QSOR-0000569 | 45.1123 | 2026-09-01 | GBP | V1.0 | APPROVED BASELINE | Frozen QSOR V1 position used as V2 immutable model base.
QSOR-0000570 | 47.0753 | 2026-09-01 | GBP | V1.0 | APPROVED BASELINE | Frozen QSOR V1 position used as V2 immutable model base.
QSOR-0000571 | 49.2841 | 2026-09-01 | GBP | V1.0 | APPROVED BASELINE | Frozen QSOR V1 position used as V2 immutable model base.
QSOR-0000572 | 49.6343 | 2026-09-01 | GBP | V1.0 | APPROVED BASELINE | Frozen QSOR V1 position used as V2 immutable model base.
QSOR-0000573 | 93.2166 | 2026-09-01 | GBP | V1.0 | APPROVED BASELINE | Frozen QSOR V1 position used as V2 immutable model base.
QSOR-0000574 | 97.8106 | 2026-09-01 | GBP | V1.0 | APPROVED BASELINE | Frozen QSOR V1 position used as V2 immutable model base.
QSOR-0000575 | 102.7338 | 2026-09-01 | GBP | V1.0 | APPROVED BASELINE | Frozen QSOR V1 position used as V2 immutable model base.
QSOR-0000576 | 106.6225 | 2026-09-01 | GBP | V1.0 | APPROVED BASELINE | Frozen QSOR V1 position used as V2 immutable model base.
QSOR-0000577 | 131.0597 | 2026-09-01 | GBP | V1.0 | APPROVED BASELINE | Frozen QSOR V1 position used as V2 immutable model base.
QSOR-0000578 | 253.763 | 2026-09-01 | GBP | V1.0 | APPROVED BASELINE | Frozen QSOR V1 position used as V2 immutable model base.
QSOR-0000579 | 276.1855 | 2026-09-01 | GBP | V1.0 | APPROVED BASELINE | Frozen QSOR V1 position used as V2 immutable model base.
QSOR-0000580 | 30.543 | 2026-09-01 | GBP | V1.0 | APPROVED BASELINE | Frozen QSOR V1 position used as V2 immutable model base.
QSOR-0000581 | 32.1083 | 2026-09-01 | GBP | V1.0 | APPROVED BASELINE | Frozen QSOR V1 position used as V2 immutable model base.
QSOR-0000582 | 43.4683 | 2026-09-01 | GBP | V1.0 | APPROVED BASELINE | Frozen QSOR V1 position used as V2 immutable model base.
QSOR-0000583 | 49.3817 | 2026-09-01 | GBP | V1.0 | APPROVED BASELINE | Frozen QSOR V1 position used as V2 immutable model base.
QSOR-0000584 | 55.7054 | 2026-09-01 | GBP | V1.0 | APPROVED BASELINE | Frozen QSOR V1 position used as V2 immutable model base.
QSOR-0000585 | 61.1652 | 2026-09-01 | GBP | V1.0 | APPROVED BASELINE | Frozen QSOR V1 position used as V2 immutable model base.
QSOR-0000586 | 66.9699 | 2026-09-01 | GBP | V1.0 | APPROVED BASELINE | Frozen QSOR V1 position used as V2 immutable model base.
QSOR-0000587 | 81.7646 | 2026-09-01 | GBP | V1.0 | APPROVED BASELINE | Frozen QSOR V1 position used as V2 immutable model base.
QSOR-0000588 | 95.1258 | 2026-09-01 | GBP | V1.0 | APPROVED BASELINE | Frozen QSOR V1 position used as V2 immutable model base.
QSOR-0000589 | 176.278 | 2026-09-01 | GBP | V1.0 | APPROVED BASELINE | Frozen QSOR V1 position used as V2 immutable model base.
QSOR-0000590 | 204.8211 | 2026-09-01 | GBP | V1.0 | APPROVED BASELINE | Frozen QSOR V1 position used as V2 immutable model base.
QSOR-0000591 | 216.3527 | 2026-09-01 | GBP | V1.0 | APPROVED BASELINE | Frozen QSOR V1 position used as V2 immutable model base.
QSOR-0000592 | 299.9732 | 2026-09-01 | GBP | V1.0 | APPROVED BASELINE | Frozen QSOR V1 position used as V2 immutable model base.
QSOR-0000593 | 393.6503 | 2026-09-01 | GBP | V1.0 | APPROVED BASELINE | Frozen QSOR V1 position used as V2 immutable model base.
QSOR-0000594 | 28.8654 | 2026-09-01 | GBP | V1.0 | APPROVED BASELINE | Frozen QSOR V1 position used as V2 immutable model base.
QSOR-0000595 | 33.0581 | 2026-09-01 | GBP | V1.0 | APPROVED BASELINE | Frozen QSOR V1 position used as V2 immutable model base.
QSOR-0000596 | 33.6495 | 2026-09-01 | GBP | V1.0 | APPROVED BASELINE | Frozen QSOR V1 position used as V2 immutable model base.
QSOR-0000597 | 35.777 | 2026-09-01 | GBP | V1.0 | APPROVED BASELINE | Frozen QSOR V1 position used as V2 immutable model base.
QSOR-0000598 | 38.8533 | 2026-09-01 | GBP | V1.0 | APPROVED BASELINE | Frozen QSOR V1 position used as V2 immutable model base.
QSOR-0000599 | 52.886 | 2026-09-01 | GBP | V1.0 | APPROVED BASELINE | Frozen QSOR V1 position used as V2 immutable model base.
QSOR-0000600 | 59.5732 | 2026-09-01 | GBP | V1.0 | APPROVED BASELINE | Frozen QSOR V1 position used as V2 immutable model base.
QSOR-0000601 | 72.4227 | 2026-09-01 | GBP | V1.0 | APPROVED BASELINE | Frozen QSOR V1 position used as V2 immutable model base.
QSOR-0000602 | 152.3294 | 2026-09-01 | GBP | V1.0 | APPROVED BASELINE | Frozen QSOR V1 position used as V2 immutable model base.
QSOR-0000603 | 156.9915 | 2026-09-01 | GBP | V1.0 | APPROVED BASELINE | Frozen QSOR V1 position used as V2 immutable model base.
QSOR-0000604 | 273.0671 | 2026-09-01 | GBP | V1.0 | APPROVED BASELINE | Frozen QSOR V1 position used as V2 immutable model base.
QSOR-0000605 | 367.0221 | 2026-09-01 | GBP | V1.0 | APPROVED BASELINE | Frozen QSOR V1 position used as V2 immutable model base.
QSOR-0000606 | 501.2792 | 2026-09-01 | GBP | V1.0 | APPROVED BASELINE | Frozen QSOR V1 position used as V2 immutable model base.
QSOR-0000607 | 34.7546 | 2026-09-01 | GBP | V1.0 | APPROVED BASELINE | Frozen QSOR V1 position used as V2 immutable model base.
QSOR-0000608 | 35.5728 | 2026-09-01 | GBP | V1.0 | APPROVED BASELINE | Frozen QSOR V1 position used as V2 immutable model base.
QSOR-0000609 | 37.4467 | 2026-09-01 | GBP | V1.0 | APPROVED BASELINE | Frozen QSOR V1 position used as V2 immutable model base.
QSOR-0000610 | 41.4169 | 2026-09-01 | GBP | V1.0 | APPROVED BASELINE | Frozen QSOR V1 position used as V2 immutable model base.
QSOR-0000611 | 56.3475 | 2026-09-01 | GBP | V1.0 | APPROVED BASELINE | Frozen QSOR V1 position used as V2 immutable model base.
QSOR-0000612 | 63.65 | 2026-09-01 | GBP | V1.0 | APPROVED BASELINE | Frozen QSOR V1 position used as V2 immutable model base.
QSOR-0000613 | 77.7277 | 2026-09-01 | GBP | V1.0 | APPROVED BASELINE | Frozen QSOR V1 position used as V2 immutable model base.
QSOR-0000614 | 161.3279 | 2026-09-01 | GBP | V1.0 | APPROVED BASELINE | Frozen QSOR V1 position used as V2 immutable model base.
QSOR-0000615 | 290.4938 | 2026-09-01 | GBP | V1.0 | APPROVED BASELINE | Frozen QSOR V1 position used as V2 immutable model base.
QSOR-0000616 | 389.0591 | 2026-09-01 | GBP | V1.0 | APPROVED BASELINE | Frozen QSOR V1 position used as V2 immutable model base.
QSOR-0000617 | 525.8924 | 2026-09-01 | GBP | V1.0 | APPROVED BASELINE | Frozen QSOR V1 position used as V2 immutable model base.
QSOR-0000618 | 16.9635 | 2026-09-01 | GBP | V1.0 | APPROVED BASELINE | Frozen QSOR V1 position used as V2 immutable model base.
QSOR-0000619 | 19.8642 | 2026-09-01 | GBP | V1.0 | APPROVED BASELINE | Frozen QSOR V1 position used as V2 immutable model base.
QSOR-0000620 | 27.5067 | 2026-09-01 | GBP | V1.0 | APPROVED BASELINE | Frozen QSOR V1 position used as V2 immutable model base.
QSOR-0000621 | 44.5723 | 2026-09-01 | GBP | V1.0 | APPROVED BASELINE | Frozen QSOR V1 position used as V2 immutable model base.
QSOR-0000622 | 47.437 | 2026-09-01 | GBP | V1.0 | APPROVED BASELINE | Frozen QSOR V1 position used as V2 immutable model base.
QSOR-0000623 | 50.0702 | 2026-09-01 | GBP | V1.0 | APPROVED BASELINE | Frozen QSOR V1 position used as V2 immutable model base.
QSOR-0000624 | 54.2554 | 2026-09-01 | GBP | V1.0 | APPROVED BASELINE | Frozen QSOR V1 position used as V2 immutable model base.
QSOR-0000625 | 63.2331 | 2026-09-01 | GBP | V1.0 | APPROVED BASELINE | Frozen QSOR V1 position used as V2 immutable model base.
QSOR-0000626 | 76.6538 | 2026-09-01 | GBP | V1.0 | APPROVED BASELINE | Frozen QSOR V1 position used as V2 immutable model base.
QSOR-0000627 | 49.8715 | 2026-09-01 | GBP | V1.0 | APPROVED BASELINE | Frozen QSOR V1 position used as V2 immutable model base.
QSOR-0000628 | 52.1501 | 2026-09-01 | GBP | V1.0 | APPROVED BASELINE | Frozen QSOR V1 position used as V2 immutable model base.
QSOR-0000629 | 67.9138 | 2026-09-01 | GBP | V1.0 | APPROVED BASELINE | Frozen QSOR V1 position used as V2 immutable model base.
QSOR-0000630 | 8.7815 | 2026-09-01 | GBP | V1.0 | APPROVED BASELINE | Frozen QSOR V1 position used as V2 immutable model base.
QSOR-0000631 | 12.9258 | 2026-09-01 | GBP | V1.0 | APPROVED BASELINE | Frozen QSOR V1 position used as V2 immutable model base.
QSOR-0000632 | 14.6226 | 2026-09-01 | GBP | V1.0 | APPROVED BASELINE | Frozen QSOR V1 position used as V2 immutable model base.
QSOR-0000633 | 22.5688 | 2026-09-01 | GBP | V1.0 | APPROVED BASELINE | Frozen QSOR V1 position used as V2 immutable model base.
QSOR-0000634 | 24.7777 | 2026-09-01 | GBP | V1.0 | APPROVED BASELINE | Frozen QSOR V1 position used as V2 immutable model base.
QSOR-0000635 | 28.308 | 2026-09-01 | GBP | V1.0 | APPROVED BASELINE | Frozen QSOR V1 position used as V2 immutable model base.
QSOR-0000636 | 29.4171 | 2026-09-01 | GBP | V1.0 | APPROVED BASELINE | Frozen QSOR V1 position used as V2 immutable model base.
QSOR-0000637 | 31.1787 | 2026-09-01 | GBP | V1.0 | APPROVED BASELINE | Frozen QSOR V1 position used as V2 immutable model base.
QSOR-0000638 | 31.493 | 2026-09-01 | GBP | V1.0 | APPROVED BASELINE | Frozen QSOR V1 position used as V2 immutable model base.
QSOR-0000639 | 19.3661 | 2026-09-01 | GBP | V1.0 | APPROVED BASELINE | Frozen QSOR V1 position used as V2 immutable model base.
QSOR-0000640 | 19.4123 | 2026-09-01 | GBP | V1.0 | APPROVED BASELINE | Frozen QSOR V1 position used as V2 immutable model base.
QSOR-0000641 | 26.599 | 2026-09-01 | GBP | V1.0 | APPROVED BASELINE | Frozen QSOR V1 position used as V2 immutable model base.
QSOR-0000642 | 21.4495 | 2026-09-01 | GBP | V1.0 | APPROVED BASELINE | Frozen QSOR V1 position used as V2 immutable model base.
QSOR-0000643 | 22.7562 | 2026-09-01 | GBP | V1.0 | APPROVED BASELINE | Frozen QSOR V1 position used as V2 immutable model base.
QSOR-0000644 | 32.8329 | 2026-09-01 | GBP | V1.0 | APPROVED BASELINE | Frozen QSOR V1 position used as V2 immutable model base.
QSOR-0000645 | 49.09 | 2026-09-01 | GBP | V1.0 | APPROVED BASELINE | Frozen QSOR V1 position used as V2 immutable model base.
QSOR-0000646 | 53.8273 | 2026-09-01 | GBP | V1.0 | APPROVED BASELINE | Frozen QSOR V1 position used as V2 immutable model base.
QSOR-0000647 | 59.0831 | 2026-09-01 | GBP | V1.0 | APPROVED BASELINE | Frozen QSOR V1 position used as V2 immutable model base.
QSOR-0000648 | 35.2146 | 2026-09-01 | GBP | V1.0 | APPROVED BASELINE | Frozen QSOR V1 position used as V2 immutable model base.
QSOR-0000649 | 39.5143 | 2026-09-01 | GBP | V1.0 | APPROVED BASELINE | Frozen QSOR V1 position used as V2 immutable model base.
QSOR-0000650 | 43.1075 | 2026-09-01 | GBP | V1.0 | APPROVED BASELINE | Frozen QSOR V1 position used as V2 immutable model base.
QSOR-0000651 | 46.5066 | 2026-09-01 | GBP | V1.0 | APPROVED BASELINE | Frozen QSOR V1 position used as V2 immutable model base.
QSOR-0000652 | 50.8874 | 2026-09-01 | GBP | V1.0 | APPROVED BASELINE | Frozen QSOR V1 position used as V2 immutable model base.
QSOR-0000653 | 52.5325 | 2026-09-01 | GBP | V1.0 | APPROVED BASELINE | Frozen QSOR V1 position used as V2 immutable model base.
QSOR-0000654 | 28.9958 | 2026-09-01 | GBP | V1.0 | APPROVED BASELINE | Frozen QSOR V1 position used as V2 immutable model base.
QSOR-0000655 | 32.0224 | 2026-09-01 | GBP | V1.0 | APPROVED BASELINE | Frozen QSOR V1 position used as V2 immutable model base.
QSOR-0000656 | 33.7765 | 2026-09-01 | GBP | V1.0 | APPROVED BASELINE | Frozen QSOR V1 position used as V2 immutable model base.
QSOR-0000657 | 35.2502 | 2026-09-01 | GBP | V1.0 | APPROVED BASELINE | Frozen QSOR V1 position used as V2 immutable model base.
QSOR-0000658 | 55.0174 | 2026-09-01 | GBP | V1.0 | APPROVED BASELINE | Frozen QSOR V1 position used as V2 immutable model base.
QSOR-0000659 | 66.3601 | 2026-09-01 | GBP | V1.0 | APPROVED BASELINE | Frozen QSOR V1 position used as V2 immutable model base.
QSOR-0000660 | 17.5648 | 2026-09-01 | GBP | V1.0 | APPROVED BASELINE | Frozen QSOR V1 position used as V2 immutable model base.
QSOR-0000661 | 18.2557 | 2026-09-01 | GBP | V1.0 | APPROVED BASELINE | Frozen QSOR V1 position used as V2 immutable model base.
QSOR-0000662 | 27.2917 | 2026-09-01 | GBP | V1.0 | APPROVED BASELINE | Frozen QSOR V1 position used as V2 immutable model base.
QSOR-0000663 | 33.6585 | 2026-09-01 | GBP | V1.0 | APPROVED BASELINE | Frozen QSOR V1 position used as V2 immutable model base.
QSOR-0000664 | 61.6221 | 2026-09-01 | GBP | V1.0 | APPROVED BASELINE | Frozen QSOR V1 position used as V2 immutable model base.
QSOR-0000665 | 66.72 | 2026-09-01 | GBP | V1.0 | APPROVED BASELINE | Frozen QSOR V1 position used as V2 immutable model base.
QSOR-0000666 | 74.3069 | 2026-09-01 | GBP | V1.0 | APPROVED BASELINE | Frozen QSOR V1 position used as V2 immutable model base.
QSOR-0000667 | 82.0521 | 2026-09-01 | GBP | V1.0 | APPROVED BASELINE | Frozen QSOR V1 position used as V2 immutable model base.
QSOR-0000668 | 31.3952 | 2026-09-01 | GBP | V1.0 | APPROVED BASELINE | Frozen QSOR V1 position used as V2 immutable model base.
QSOR-0000669 | 33.0223 | 2026-09-01 | GBP | V1.0 | APPROVED BASELINE | Frozen QSOR V1 position used as V2 immutable model base.
QSOR-0000670 | 35.0797 | 2026-09-01 | GBP | V1.0 | APPROVED BASELINE | Frozen QSOR V1 position used as V2 immutable model base.
QSOR-0000671 | 14.1245 | 2026-09-01 | GBP | V1.0 | APPROVED BASELINE | Frozen QSOR V1 position used as V2 immutable model base.
QSOR-0000672 | 16.0107 | 2026-09-01 | GBP | V1.0 | APPROVED BASELINE | Frozen QSOR V1 position used as V2 immutable model base.
QSOR-0000673 | 17.4047 | 2026-09-01 | GBP | V1.0 | APPROVED BASELINE | Frozen QSOR V1 position used as V2 immutable model base.
QSOR-0000674 | 22.2742 | 2026-09-01 | GBP | V1.0 | APPROVED BASELINE | Frozen QSOR V1 position used as V2 immutable model base.
QSOR-0000675 | 25.0009 | 2026-09-01 | GBP | V1.0 | APPROVED BASELINE | Frozen QSOR V1 position used as V2 immutable model base.
QSOR-0000676 | 39.632 | 2026-09-01 | GBP | V1.0 | APPROVED BASELINE | Frozen QSOR V1 position used as V2 immutable model base.
QSOR-0000677 | 92.6996 | 2026-09-01 | GBP | V1.0 | APPROVED BASELINE | Frozen QSOR V1 position used as V2 immutable model base.
QSOR-0000678 | 101.3741 | 2026-09-01 | GBP | V1.0 | APPROVED BASELINE | Frozen QSOR V1 position used as V2 immutable model base.
QSOR-0000679 | 111.3428 | 2026-09-01 | GBP | V1.0 | APPROVED BASELINE | Frozen QSOR V1 position used as V2 immutable model base.
QSOR-0000680 | 122.5212 | 2026-09-01 | GBP | V1.0 | APPROVED BASELINE | Frozen QSOR V1 position used as V2 immutable model base.
QSOR-0000681 | 29.765 | 2026-09-01 | GBP | V1.0 | APPROVED BASELINE | Frozen QSOR V1 position used as V2 immutable model base.
QSOR-0000682 | 30.7906 | 2026-09-01 | GBP | V1.0 | APPROVED BASELINE | Frozen QSOR V1 position used as V2 immutable model base.
QSOR-0000683 | 36.7142 | 2026-09-01 | GBP | V1.0 | APPROVED BASELINE | Frozen QSOR V1 position used as V2 immutable model base.
QSOR-0000684 | 26.597 | 2026-09-01 | GBP | V1.0 | APPROVED BASELINE | Frozen QSOR V1 position used as V2 immutable model base.
QSOR-0000685 | 28.6626 | 2026-09-01 | GBP | V1.0 | APPROVED BASELINE | Frozen QSOR V1 position used as V2 immutable model base.
QSOR-0000686 | 16.7127 | 2026-09-01 | GBP | V1.0 | APPROVED BASELINE | Frozen QSOR V1 position used as V2 immutable model base.
QSOR-0000687 | 19.2216 | 2026-09-01 | GBP | V1.0 | APPROVED BASELINE | Frozen QSOR V1 position used as V2 immutable model base.
QSOR-0000688 | 19.9244 | 2026-09-01 | GBP | V1.0 | APPROVED BASELINE | Frozen QSOR V1 position used as V2 immutable model base.
QSOR-0000689 | 23.6024 | 2026-09-01 | GBP | V1.0 | APPROVED BASELINE | Frozen QSOR V1 position used as V2 immutable model base.
QSOR-0000690 | 28.1612 | 2026-09-01 | GBP | V1.0 | APPROVED BASELINE | Frozen QSOR V1 position used as V2 immutable model base.
QSOR-0000691 | 49.1757 | 2026-09-01 | GBP | V1.0 | APPROVED BASELINE | Frozen QSOR V1 position used as V2 immutable model base.
QSOR-0000692 | 101.1687 | 2026-09-01 | GBP | V1.0 | APPROVED BASELINE | Frozen QSOR V1 position used as V2 immutable model base.
QSOR-0000693 | 111.2529 | 2026-09-01 | GBP | V1.0 | APPROVED BASELINE | Frozen QSOR V1 position used as V2 immutable model base.
QSOR-0000694 | 122.6655 | 2026-09-01 | GBP | V1.0 | APPROVED BASELINE | Frozen QSOR V1 position used as V2 immutable model base.
QSOR-0000695 | 134.7331 | 2026-09-01 | GBP | V1.0 | APPROVED BASELINE | Frozen QSOR V1 position used as V2 immutable model base.
QSOR-0000696 | 148.5566 | 2026-09-01 | GBP | V1.0 | APPROVED BASELINE | Frozen QSOR V1 position used as V2 immutable model base.
QSOR-0000697 | 177.7879 | 2026-09-01 | GBP | V1.0 | APPROVED BASELINE | Frozen QSOR V1 position used as V2 immutable model base.
QSOR-0000698 | 212.5008 | 2026-09-01 | GBP | V1.0 | APPROVED BASELINE | Frozen QSOR V1 position used as V2 immutable model base.
QSOR-0000699 | 16.4656 | 2026-09-01 | GBP | V1.0 | APPROVED BASELINE | Frozen QSOR V1 position used as V2 immutable model base.
QSOR-0000700 | 19.2479 | 2026-09-01 | GBP | V1.0 | APPROVED BASELINE | Frozen QSOR V1 position used as V2 immutable model base.
QSOR-0000701 | 22.7834 | 2026-09-01 | GBP | V1.0 | APPROVED BASELINE | Frozen QSOR V1 position used as V2 immutable model base.
QSOR-0000702 | 39.5172 | 2026-09-01 | GBP | V1.0 | APPROVED BASELINE | Frozen QSOR V1 position used as V2 immutable model base.
QSOR-0000703 | 41.5326 | 2026-09-01 | GBP | V1.0 | APPROVED BASELINE | Frozen QSOR V1 position used as V2 immutable model base.
QSOR-0000704 | 42.358 | 2026-09-01 | GBP | V1.0 | APPROVED BASELINE | Frozen QSOR V1 position used as V2 immutable model base.
QSOR-0000705 | 45.7506 | 2026-09-01 | GBP | V1.0 | APPROVED BASELINE | Frozen QSOR V1 position used as V2 immutable model base.
QSOR-0000706 | 52.1043 | 2026-09-01 | GBP | V1.0 | APPROVED BASELINE | Frozen QSOR V1 position used as V2 immutable model base.
QSOR-0000707 | 63.6269 | 2026-09-01 | GBP | V1.0 | APPROVED BASELINE | Frozen QSOR V1 position used as V2 immutable model base.
QSOR-0000708 | 48.0451 | 2026-09-01 | GBP | V1.0 | APPROVED BASELINE | Frozen QSOR V1 position used as V2 immutable model base.
QSOR-0000709 | 50.4565 | 2026-09-01 | GBP | V1.0 | APPROVED BASELINE | Frozen QSOR V1 position used as V2 immutable model base.
QSOR-0000710 | 72.8782 | 2026-09-01 | GBP | V1.0 | APPROVED BASELINE | Frozen QSOR V1 position used as V2 immutable model base.
QSOR-0000711 | 10.08 | 2026-09-01 | GBP | V1.0 | APPROVED BASELINE | Frozen QSOR V1 position used as V2 immutable model base.
QSOR-0000712 | 10.1343 | 2026-09-01 | GBP | V1.0 | APPROVED BASELINE | Frozen QSOR V1 position used as V2 immutable model base.
QSOR-0000713 | 11.133 | 2026-09-01 | GBP | V1.0 | APPROVED BASELINE | Frozen QSOR V1 position used as V2 immutable model base.
QSOR-0000714 | 15.0511 | 2026-09-01 | GBP | V1.0 | APPROVED BASELINE | Frozen QSOR V1 position used as V2 immutable model base.
QSOR-0000715 | 17.6334 | 2026-09-01 | GBP | V1.0 | APPROVED BASELINE | Frozen QSOR V1 position used as V2 immutable model base.
QSOR-0000716 | 16.2055 | 2026-09-01 | GBP | V1.0 | APPROVED BASELINE | Frozen QSOR V1 position used as V2 immutable model base.
QSOR-0000717 | 28.6896 | 2026-09-01 | GBP | V1.0 | APPROVED BASELINE | Frozen QSOR V1 position used as V2 immutable model base.
QSOR-0000718 | 31.0103 | 2026-09-01 | GBP | V1.0 | APPROVED BASELINE | Frozen QSOR V1 position used as V2 immutable model base.
QSOR-0000719 | 33.8247 | 2026-09-01 | GBP | V1.0 | APPROVED BASELINE | Frozen QSOR V1 position used as V2 immutable model base.
QSOR-0000720 | 15.2257 | 2026-09-01 | GBP | V1.0 | APPROVED BASELINE | Frozen QSOR V1 position used as V2 immutable model base.
QSOR-0000721 | 15.2993 | 2026-09-01 | GBP | V1.0 | APPROVED BASELINE | Frozen QSOR V1 position used as V2 immutable model base.
QSOR-0000722 | 20.9539 | 2026-09-01 | GBP | V1.0 | APPROVED BASELINE | Frozen QSOR V1 position used as V2 immutable model base.
QSOR-0000723 | 19.2077 | 2026-09-01 | GBP | V1.0 | APPROVED BASELINE | Frozen QSOR V1 position used as V2 immutable model base.
QSOR-0000724 | 20.5401 | 2026-09-01 | GBP | V1.0 | APPROVED BASELINE | Frozen QSOR V1 position used as V2 immutable model base.
QSOR-0000725 | 23.385 | 2026-09-01 | GBP | V1.0 | APPROVED BASELINE | Frozen QSOR V1 position used as V2 immutable model base.
QSOR-0000726 | 27.8998 | 2026-09-01 | GBP | V1.0 | APPROVED BASELINE | Frozen QSOR V1 position used as V2 immutable model base.
QSOR-0000727 | 31.0093 | 2026-09-01 | GBP | V1.0 | APPROVED BASELINE | Frozen QSOR V1 position used as V2 immutable model base.
QSOR-0000728 | 36.6387 | 2026-09-01 | GBP | V1.0 | APPROVED BASELINE | Frozen QSOR V1 position used as V2 immutable model base.
QSOR-0000729 | 29.749 | 2026-09-01 | GBP | V1.0 | APPROVED BASELINE | Frozen QSOR V1 position used as V2 immutable model base.
QSOR-0000730 | 33.6571 | 2026-09-01 | GBP | V1.0 | APPROVED BASELINE | Frozen QSOR V1 position used as V2 immutable model base.
QSOR-0000731 | 36.599 | 2026-09-01 | GBP | V1.0 | APPROVED BASELINE | Frozen QSOR V1 position used as V2 immutable model base.
QSOR-0000732 | 36.7903 | 2026-09-01 | GBP | V1.0 | APPROVED BASELINE | Frozen QSOR V1 position used as V2 immutable model base.
QSOR-0000733 | 40.9289 | 2026-09-01 | GBP | V1.0 | APPROVED BASELINE | Frozen QSOR V1 position used as V2 immutable model base.
QSOR-0000734 | 42.134 | 2026-09-01 | GBP | V1.0 | APPROVED BASELINE | Frozen QSOR V1 position used as V2 immutable model base.
QSOR-0000735 | 21.944 | 2026-09-01 | GBP | V1.0 | APPROVED BASELINE | Frozen QSOR V1 position used as V2 immutable model base.
QSOR-0000736 | 23.066 | 2026-09-01 | GBP | V1.0 | APPROVED BASELINE | Frozen QSOR V1 position used as V2 immutable model base.
QSOR-0000737 | 23.6442 | 2026-09-01 | GBP | V1.0 | APPROVED BASELINE | Frozen QSOR V1 position used as V2 immutable model base.
QSOR-0000738 | 23.7343 | 2026-09-01 | GBP | V1.0 | APPROVED BASELINE | Frozen QSOR V1 position used as V2 immutable model base.
QSOR-0000739 | 32.4318 | 2026-09-01 | GBP | V1.0 | APPROVED BASELINE | Frozen QSOR V1 position used as V2 immutable model base.
QSOR-0000740 | 38.4198 | 2026-09-01 | GBP | V1.0 | APPROVED BASELINE | Frozen QSOR V1 position used as V2 immutable model base.
QSOR-0000741 | 17.0184 | 2026-09-01 | GBP | V1.0 | APPROVED BASELINE | Frozen QSOR V1 position used as V2 immutable model base.
QSOR-0000742 | 17.7721 | 2026-09-01 | GBP | V1.0 | APPROVED BASELINE | Frozen QSOR V1 position used as V2 immutable model base.
QSOR-0000743 | 18.316 | 2026-09-01 | GBP | V1.0 | APPROVED BASELINE | Frozen QSOR V1 position used as V2 immutable model base.
QSOR-0000744 | 24.9619 | 2026-09-01 | GBP | V1.0 | APPROVED BASELINE | Frozen QSOR V1 position used as V2 immutable model base.
QSOR-0000745 | 34.1097 | 2026-09-01 | GBP | V1.0 | APPROVED BASELINE | Frozen QSOR V1 position used as V2 immutable model base.
QSOR-0000746 | 38.2385 | 2026-09-01 | GBP | V1.0 | APPROVED BASELINE | Frozen QSOR V1 position used as V2 immutable model base.
QSOR-0000747 | 43.5032 | 2026-09-01 | GBP | V1.0 | APPROVED BASELINE | Frozen QSOR V1 position used as V2 immutable model base.
QSOR-0000748 | 57.8183 | 2026-09-01 | GBP | V1.0 | APPROVED BASELINE | Frozen QSOR V1 position used as V2 immutable model base.
QSOR-0000749 | 24.735 | 2026-09-01 | GBP | V1.0 | APPROVED BASELINE | Frozen QSOR V1 position used as V2 immutable model base.
QSOR-0000750 | 26.1142 | 2026-09-01 | GBP | V1.0 | APPROVED BASELINE | Frozen QSOR V1 position used as V2 immutable model base.
QSOR-0000751 | 28.0169 | 2026-09-01 | GBP | V1.0 | APPROVED BASELINE | Frozen QSOR V1 position used as V2 immutable model base.
QSOR-0000752 | 12.9287 | 2026-09-01 | GBP | V1.0 | APPROVED BASELINE | Frozen QSOR V1 position used as V2 immutable model base.
QSOR-0000753 | 14.0595 | 2026-09-01 | GBP | V1.0 | APPROVED BASELINE | Frozen QSOR V1 position used as V2 immutable model base.
QSOR-0000754 | 16.2341 | 2026-09-01 | GBP | V1.0 | APPROVED BASELINE | Frozen QSOR V1 position used as V2 immutable model base.
QSOR-0000755 | 18.6116 | 2026-09-01 | GBP | V1.0 | APPROVED BASELINE | Frozen QSOR V1 position used as V2 immutable model base.
QSOR-0000756 | 26.7237 | 2026-09-01 | GBP | V1.0 | APPROVED BASELINE | Frozen QSOR V1 position used as V2 immutable model base.
QSOR-0000757 | 36.1153 | 2026-09-01 | GBP | V1.0 | APPROVED BASELINE | Frozen QSOR V1 position used as V2 immutable model base.
QSOR-0000758 | 53.5282 | 2026-09-01 | GBP | V1.0 | APPROVED BASELINE | Frozen QSOR V1 position used as V2 immutable model base.
QSOR-0000759 | 72.4052 | 2026-09-01 | GBP | V1.0 | APPROVED BASELINE | Frozen QSOR V1 position used as V2 immutable model base.
QSOR-0000760 | 92.5221 | 2026-09-01 | GBP | V1.0 | APPROVED BASELINE | Frozen QSOR V1 position used as V2 immutable model base.
QSOR-0000761 | 99.1462 | 2026-09-01 | GBP | V1.0 | APPROVED BASELINE | Frozen QSOR V1 position used as V2 immutable model base.
QSOR-0000762 | 23.7197 | 2026-09-01 | GBP | V1.0 | APPROVED BASELINE | Frozen QSOR V1 position used as V2 immutable model base.
QSOR-0000763 | 24.4515 | 2026-09-01 | GBP | V1.0 | APPROVED BASELINE | Frozen QSOR V1 position used as V2 immutable model base.
QSOR-0000764 | 28.9994 | 2026-09-01 | GBP | V1.0 | APPROVED BASELINE | Frozen QSOR V1 position used as V2 immutable model base.
QSOR-0000765 | 21.2834 | 2026-09-01 | GBP | V1.0 | APPROVED BASELINE | Frozen QSOR V1 position used as V2 immutable model base.
QSOR-0000766 | 21.3675 | 2026-09-01 | GBP | V1.0 | APPROVED BASELINE | Frozen QSOR V1 position used as V2 immutable model base.
QSOR-0000767 | 15.54 | 2026-09-01 | GBP | V1.0 | APPROVED BASELINE | Frozen QSOR V1 position used as V2 immutable model base.
QSOR-0000768 | 18.1406 | 2026-09-01 | GBP | V1.0 | APPROVED BASELINE | Frozen QSOR V1 position used as V2 immutable model base.
QSOR-0000769 | 18.7072 | 2026-09-01 | GBP | V1.0 | APPROVED BASELINE | Frozen QSOR V1 position used as V2 immutable model base.
QSOR-0000770 | 22.3297 | 2026-09-01 | GBP | V1.0 | APPROVED BASELINE | Frozen QSOR V1 position used as V2 immutable model base.
QSOR-0000771 | 27.1882 | 2026-09-01 | GBP | V1.0 | APPROVED BASELINE | Frozen QSOR V1 position used as V2 immutable model base.
QSOR-0000772 | 41.3948 | 2026-09-01 | GBP | V1.0 | APPROVED BASELINE | Frozen QSOR V1 position used as V2 immutable model base.
QSOR-0000773 | 88.0811 | 2026-09-01 | GBP | V1.0 | APPROVED BASELINE | Frozen QSOR V1 position used as V2 immutable model base.
QSOR-0000774 | 91.0492 | 2026-09-01 | GBP | V1.0 | APPROVED BASELINE | Frozen QSOR V1 position used as V2 immutable model base.
QSOR-0000775 | 120.7832 | 2026-09-01 | GBP | V1.0 | APPROVED BASELINE | Frozen QSOR V1 position used as V2 immutable model base.
QSOR-0000776 | 138.4809 | 2026-09-01 | GBP | V1.0 | APPROVED BASELINE | Frozen QSOR V1 position used as V2 immutable model base.
QSOR-0000777 | 152.2403 | 2026-09-01 | GBP | V1.0 | APPROVED BASELINE | Frozen QSOR V1 position used as V2 immutable model base.
QSOR-0000778 | 159.4991 | 2026-09-01 | GBP | V1.0 | APPROVED BASELINE | Frozen QSOR V1 position used as V2 immutable model base.
QSOR-0000779 | 192.3714 | 2026-09-01 | GBP | V1.0 | APPROVED BASELINE | Frozen QSOR V1 position used as V2 immutable model base.
QSOR-0000780 | 15.6878 | 2026-09-01 | GBP | V1.0 | APPROVED BASELINE | Frozen QSOR V1 position used as V2 immutable model base.
QSOR-0000781 | 18.1428 | 2026-09-01 | GBP | V1.0 | APPROVED BASELINE | Frozen QSOR V1 position used as V2 immutable model base.
QSOR-0000782 | 18.2478 | 2026-09-01 | GBP | V1.0 | APPROVED BASELINE | Frozen QSOR V1 position used as V2 immutable model base.
QSOR-0000783 | 37.585 | 2026-09-01 | GBP | V1.0 | APPROVED BASELINE | Frozen QSOR V1 position used as V2 immutable model base.
QSOR-0000784 | 39.3842 | 2026-09-01 | GBP | V1.0 | APPROVED BASELINE | Frozen QSOR V1 position used as V2 immutable model base.
QSOR-0000785 | 39.8921 | 2026-09-01 | GBP | V1.0 | APPROVED BASELINE | Frozen QSOR V1 position used as V2 immutable model base.
QSOR-0000786 | 43.2152 | 2026-09-01 | GBP | V1.0 | APPROVED BASELINE | Frozen QSOR V1 position used as V2 immutable model base.
QSOR-0000787 | 49.3927 | 2026-09-01 | GBP | V1.0 | APPROVED BASELINE | Frozen QSOR V1 position used as V2 immutable model base.
QSOR-0000788 | 59.8628 | 2026-09-01 | GBP | V1.0 | APPROVED BASELINE | Frozen QSOR V1 position used as V2 immutable model base.
QSOR-0000789 | 45.3921 | 2026-09-01 | GBP | V1.0 | APPROVED BASELINE | Frozen QSOR V1 position used as V2 immutable model base.
QSOR-0000790 | 47.5203 | 2026-09-01 | GBP | V1.0 | APPROVED BASELINE | Frozen QSOR V1 position used as V2 immutable model base.
QSOR-0000791 | 69.1163 | 2026-09-01 | GBP | V1.0 | APPROVED BASELINE | Frozen QSOR V1 position used as V2 immutable model base.
QSOR-0000792 | 9.453 | 2026-09-01 | GBP | V1.0 | APPROVED BASELINE | Frozen QSOR V1 position used as V2 immutable model base.
QSOR-0000793 | 9.5643 | 2026-09-01 | GBP | V1.0 | APPROVED BASELINE | Frozen QSOR V1 position used as V2 immutable model base.
QSOR-0000794 | 9.8055 | 2026-09-01 | GBP | V1.0 | APPROVED BASELINE | Frozen QSOR V1 position used as V2 immutable model base.
QSOR-0000795 | 13.8582 | 2026-09-01 | GBP | V1.0 | APPROVED BASELINE | Frozen QSOR V1 position used as V2 immutable model base.
QSOR-0000796 | 16.3561 | 2026-09-01 | GBP | V1.0 | APPROVED BASELINE | Frozen QSOR V1 position used as V2 immutable model base.
QSOR-0000797 | 17.7905 | 2026-09-01 | GBP | V1.0 | APPROVED BASELINE | Frozen QSOR V1 position used as V2 immutable model base.
QSOR-0000798 | 19.9676 | 2026-09-01 | GBP | V1.0 | APPROVED BASELINE | Frozen QSOR V1 position used as V2 immutable model base.
QSOR-0000799 | 19.3988 | 2026-09-01 | GBP | V1.0 | APPROVED BASELINE | Frozen QSOR V1 position used as V2 immutable model base.
QSOR-0000800 | 23.6309 | 2026-09-01 | GBP | V1.0 | APPROVED BASELINE | Frozen QSOR V1 position used as V2 immutable model base.
QSOR-0000801 | 14.285 | 2026-09-01 | GBP | V1.0 | APPROVED BASELINE | Frozen QSOR V1 position used as V2 immutable model base.
QSOR-0000802 | 14.3684 | 2026-09-01 | GBP | V1.0 | APPROVED BASELINE | Frozen QSOR V1 position used as V2 immutable model base.
QSOR-0000803 | 19.703 | 2026-09-01 | GBP | V1.0 | APPROVED BASELINE | Frozen QSOR V1 position used as V2 immutable model base.
QSOR-0000804 | 17.8779 | 2026-09-01 | GBP | V1.0 | APPROVED BASELINE | Frozen QSOR V1 position used as V2 immutable model base.
QSOR-0000805 | 19.1628 | 2026-09-01 | GBP | V1.0 | APPROVED BASELINE | Frozen QSOR V1 position used as V2 immutable model base.
QSOR-0000806 | 21.6632 | 2026-09-01 | GBP | V1.0 | APPROVED BASELINE | Frozen QSOR V1 position used as V2 immutable model base.
QSOR-0000807 | 25.4189 | 2026-09-01 | GBP | V1.0 | APPROVED BASELINE | Frozen QSOR V1 position used as V2 immutable model base.
QSOR-0000808 | 28.2916 | 2026-09-01 | GBP | V1.0 | APPROVED BASELINE | Frozen QSOR V1 position used as V2 immutable model base.
QSOR-0000809 | 33.8675 | 2026-09-01 | GBP | V1.0 | APPROVED BASELINE | Frozen QSOR V1 position used as V2 immutable model base.
QSOR-0000810 | 27.9986 | 2026-09-01 | GBP | V1.0 | APPROVED BASELINE | Frozen QSOR V1 position used as V2 immutable model base.
QSOR-0000811 | 31.7423 | 2026-09-01 | GBP | V1.0 | APPROVED BASELINE | Frozen QSOR V1 position used as V2 immutable model base.
QSOR-0000812 | 34.5516 | 2026-09-01 | GBP | V1.0 | APPROVED BASELINE | Frozen QSOR V1 position used as V2 immutable model base.
QSOR-0000813 | 36.671 | 2026-09-01 | GBP | V1.0 | APPROVED BASELINE | Frozen QSOR V1 position used as V2 immutable model base.
QSOR-0000814 | 40.8159 | 2026-09-01 | GBP | V1.0 | APPROVED BASELINE | Frozen QSOR V1 position used as V2 immutable model base.
QSOR-0000815 | 50.5371 | 2026-09-01 | GBP | V1.0 | APPROVED BASELINE | Frozen QSOR V1 position used as V2 immutable model base.
QSOR-0000816 | 20.4617 | 2026-09-01 | GBP | V1.0 | APPROVED BASELINE | Frozen QSOR V1 position used as V2 immutable model base.
QSOR-0000817 | 20.569 | 2026-09-01 | GBP | V1.0 | APPROVED BASELINE | Frozen QSOR V1 position used as V2 immutable model base.
QSOR-0000818 | 21.0694 | 2026-09-01 | GBP | V1.0 | APPROVED BASELINE | Frozen QSOR V1 position used as V2 immutable model base.
QSOR-0000819 | 22.263 | 2026-09-01 | GBP | V1.0 | APPROVED BASELINE | Frozen QSOR V1 position used as V2 immutable model base.
QSOR-0000820 | 29.4932 | 2026-09-01 | GBP | V1.0 | APPROVED BASELINE | Frozen QSOR V1 position used as V2 immutable model base.
QSOR-0000821 | 34.9179 | 2026-09-01 | GBP | V1.0 | APPROVED BASELINE | Frozen QSOR V1 position used as V2 immutable model base.
QSOR-0000822 | 16.1721 | 2026-09-01 | GBP | V1.0 | APPROVED BASELINE | Frozen QSOR V1 position used as V2 immutable model base.
QSOR-0000823 | 16.9979 | 2026-09-01 | GBP | V1.0 | APPROVED BASELINE | Frozen QSOR V1 position used as V2 immutable model base.
QSOR-0000824 | 17.709 | 2026-09-01 | GBP | V1.0 | APPROVED BASELINE | Frozen QSOR V1 position used as V2 immutable model base.
QSOR-0000825 | 22.8506 | 2026-09-01 | GBP | V1.0 | APPROVED BASELINE | Frozen QSOR V1 position used as V2 immutable model base.
QSOR-0000826 | 30.9282 | 2026-09-01 | GBP | V1.0 | APPROVED BASELINE | Frozen QSOR V1 position used as V2 immutable model base.
QSOR-0000827 | 33.1907 | 2026-09-01 | GBP | V1.0 | APPROVED BASELINE | Frozen QSOR V1 position used as V2 immutable model base.
QSOR-0000828 | 39.5197 | 2026-09-01 | GBP | V1.0 | APPROVED BASELINE | Frozen QSOR V1 position used as V2 immutable model base.
QSOR-0000829 | 53.1816 | 2026-09-01 | GBP | V1.0 | APPROVED BASELINE | Frozen QSOR V1 position used as V2 immutable model base.
QSOR-0000830 | 23.1023 | 2026-09-01 | GBP | V1.0 | APPROVED BASELINE | Frozen QSOR V1 position used as V2 immutable model base.
QSOR-0000831 | 24.3658 | 2026-09-01 | GBP | V1.0 | APPROVED BASELINE | Frozen QSOR V1 position used as V2 immutable model base.
QSOR-0000832 | 26.9858 | 2026-09-01 | GBP | V1.0 | APPROVED BASELINE | Frozen QSOR V1 position used as V2 immutable model base.
QSOR-0000833 | 12.2176 | 2026-09-01 | GBP | V1.0 | APPROVED BASELINE | Frozen QSOR V1 position used as V2 immutable model base.
QSOR-0000834 | 14.292 | 2026-09-01 | GBP | V1.0 | APPROVED BASELINE | Frozen QSOR V1 position used as V2 immutable model base.
QSOR-0000835 | 15.4177 | 2026-09-01 | GBP | V1.0 | APPROVED BASELINE | Frozen QSOR V1 position used as V2 immutable model base.
QSOR-0000836 | 19.17 | 2026-09-01 | GBP | V1.0 | APPROVED BASELINE | Frozen QSOR V1 position used as V2 immutable model base.
QSOR-0000837 | 25.5036 | 2026-09-01 | GBP | V1.0 | APPROVED BASELINE | Frozen QSOR V1 position used as V2 immutable model base.
QSOR-0000838 | 34.0838 | 2026-09-01 | GBP | V1.0 | APPROVED BASELINE | Frozen QSOR V1 position used as V2 immutable model base.
QSOR-0000839 | 48.4888 | 2026-09-01 | GBP | V1.0 | APPROVED BASELINE | Frozen QSOR V1 position used as V2 immutable model base.
QSOR-0000840 | 66.8874 | 2026-09-01 | GBP | V1.0 | APPROVED BASELINE | Frozen QSOR V1 position used as V2 immutable model base.
QSOR-0000841 | 87.3186 | 2026-09-01 | GBP | V1.0 | APPROVED BASELINE | Frozen QSOR V1 position used as V2 immutable model base.
QSOR-0000842 | 95.0981 | 2026-09-01 | GBP | V1.0 | APPROVED BASELINE | Frozen QSOR V1 position used as V2 immutable model base.
QSOR-0000843 | 22.2021 | 2026-09-01 | GBP | V1.0 | APPROVED BASELINE | Frozen QSOR V1 position used as V2 immutable model base.
QSOR-0000844 | 22.913 | 2026-09-01 | GBP | V1.0 | APPROVED BASELINE | Frozen QSOR V1 position used as V2 immutable model base.
QSOR-0000845 | 27.3019 | 2026-09-01 | GBP | V1.0 | APPROVED BASELINE | Frozen QSOR V1 position used as V2 immutable model base.
QSOR-0000846 | 19.9886 | 2026-09-01 | GBP | V1.0 | APPROVED BASELINE | Frozen QSOR V1 position used as V2 immutable model base.
QSOR-0000847 | 19.9681 | 2026-09-01 | GBP | V1.0 | APPROVED BASELINE | Frozen QSOR V1 position used as V2 immutable model base.
QSOR-0000848 | 15.1769 | 2026-09-01 | GBP | V1.0 | APPROVED BASELINE | Frozen QSOR V1 position used as V2 immutable model base.
QSOR-0000849 | 17.7642 | 2026-09-01 | GBP | V1.0 | APPROVED BASELINE | Frozen QSOR V1 position used as V2 immutable model base.
QSOR-0000850 | 18.279 | 2026-09-01 | GBP | V1.0 | APPROVED BASELINE | Frozen QSOR V1 position used as V2 immutable model base.
QSOR-0000851 | 21.7547 | 2026-09-01 | GBP | V1.0 | APPROVED BASELINE | Frozen QSOR V1 position used as V2 immutable model base.
QSOR-0000852 | 26.1111 | 2026-09-01 | GBP | V1.0 | APPROVED BASELINE | Frozen QSOR V1 position used as V2 immutable model base.
QSOR-0000853 | 38.7661 | 2026-09-01 | GBP | V1.0 | APPROVED BASELINE | Frozen QSOR V1 position used as V2 immutable model base.
QSOR-0000854 | 82.4953 | 2026-09-01 | GBP | V1.0 | APPROVED BASELINE | Frozen QSOR V1 position used as V2 immutable model base.
QSOR-0000855 | 84.7535 | 2026-09-01 | GBP | V1.0 | APPROVED BASELINE | Frozen QSOR V1 position used as V2 immutable model base.
QSOR-0000856 | 113.7185 | 2026-09-01 | GBP | V1.0 | APPROVED BASELINE | Frozen QSOR V1 position used as V2 immutable model base.
QSOR-0000857 | 132.002 | 2026-09-01 | GBP | V1.0 | APPROVED BASELINE | Frozen QSOR V1 position used as V2 immutable model base.
QSOR-0000858 | 130.0051 | 2026-09-01 | GBP | V1.0 | APPROVED BASELINE | Frozen QSOR V1 position used as V2 immutable model base.
QSOR-0000859 | 140.9069 | 2026-09-01 | GBP | V1.0 | APPROVED BASELINE | Frozen QSOR V1 position used as V2 immutable model base.
QSOR-0000860 | 168.4423 | 2026-09-01 | GBP | V1.0 | APPROVED BASELINE | Frozen QSOR V1 position used as V2 immutable model base.
QSOR-0000861 | 15.0135 | 2026-09-01 | GBP | V1.0 | APPROVED BASELINE | Frozen QSOR V1 position used as V2 immutable model base.
QSOR-0000862 | 17.2811 | 2026-09-01 | GBP | V1.0 | APPROVED BASELINE | Frozen QSOR V1 position used as V2 immutable model base.
QSOR-0000863 | 17.6669 | 2026-09-01 | GBP | V1.0 | APPROVED BASELINE | Frozen QSOR V1 position used as V2 immutable model base.
QSOR-0000864 | 35.916 | 2026-09-01 | GBP | V1.0 | APPROVED BASELINE | Frozen QSOR V1 position used as V2 immutable model base.
QSOR-0000865 | 37.5241 | 2026-09-01 | GBP | V1.0 | APPROVED BASELINE | Frozen QSOR V1 position used as V2 immutable model base.
QSOR-0000866 | 37.8292 | 2026-09-01 | GBP | V1.0 | APPROVED BASELINE | Frozen QSOR V1 position used as V2 immutable model base.
QSOR-0000867 | 41.0639 | 2026-09-01 | GBP | V1.0 | APPROVED BASELINE | Frozen QSOR V1 position used as V2 immutable model base.
QSOR-0000868 | 46.8243 | 2026-09-01 | GBP | V1.0 | APPROVED BASELINE | Frozen QSOR V1 position used as V2 immutable model base.
QSOR-0000869 | 56.6926 | 2026-09-01 | GBP | V1.0 | APPROVED BASELINE | Frozen QSOR V1 position used as V2 immutable model base.
QSOR-0000870 | 43.3012 | 2026-09-01 | GBP | V1.0 | APPROVED BASELINE | Frozen QSOR V1 position used as V2 immutable model base.
QSOR-0000871 | 45.0959 | 2026-09-01 | GBP | V1.0 | APPROVED BASELINE | Frozen QSOR V1 position used as V2 immutable model base.
QSOR-0000872 | 65.7853 | 2026-09-01 | GBP | V1.0 | APPROVED BASELINE | Frozen QSOR V1 position used as V2 immutable model base.
QSOR-0000873 | 6.9171 | 2026-09-01 | GBP | V1.0 | APPROVED BASELINE | Frozen QSOR V1 position used as V2 immutable model base.
QSOR-0000874 | 8.9714 | 2026-09-01 | GBP | V1.0 | APPROVED BASELINE | Frozen QSOR V1 position used as V2 immutable model base.
QSOR-0000875 | 7.9522 | 2026-09-01 | GBP | V1.0 | APPROVED BASELINE | Frozen QSOR V1 position used as V2 immutable model base.
QSOR-0000876 | 12.8866 | 2026-09-01 | GBP | V1.0 | APPROVED BASELINE | Frozen QSOR V1 position used as V2 immutable model base.
QSOR-0000877 | 15.2122 | 2026-09-01 | GBP | V1.0 | APPROVED BASELINE | Frozen QSOR V1 position used as V2 immutable model base.
QSOR-0000878 | 15.6909 | 2026-09-01 | GBP | V1.0 | APPROVED BASELINE | Frozen QSOR V1 position used as V2 immutable model base.
QSOR-0000879 | 17.2938 | 2026-09-01 | GBP | V1.0 | APPROVED BASELINE | Frozen QSOR V1 position used as V2 immutable model base.
QSOR-0000880 | 18.7033 | 2026-09-01 | GBP | V1.0 | APPROVED BASELINE | Frozen QSOR V1 position used as V2 immutable model base.
QSOR-0000881 | 20.4235 | 2026-09-01 | GBP | V1.0 | APPROVED BASELINE | Frozen QSOR V1 position used as V2 immutable model base.
QSOR-0000882 | 13.4539 | 2026-09-01 | GBP | V1.0 | APPROVED BASELINE | Frozen QSOR V1 position used as V2 immutable model base.
QSOR-0000883 | 13.5447 | 2026-09-01 | GBP | V1.0 | APPROVED BASELINE | Frozen QSOR V1 position used as V2 immutable model base.
QSOR-0000884 | 18.4271 | 2026-09-01 | GBP | V1.0 | APPROVED BASELINE | Frozen QSOR V1 position used as V2 immutable model base.
QSOR-0000885 | 16.8439 | 2026-09-01 | GBP | V1.0 | APPROVED BASELINE | Frozen QSOR V1 position used as V2 immutable model base.
QSOR-0000886 | 17.8595 | 2026-09-01 | GBP | V1.0 | APPROVED BASELINE | Frozen QSOR V1 position used as V2 immutable model base.
QSOR-0000887 | 20.0909 | 2026-09-01 | GBP | V1.0 | APPROVED BASELINE | Frozen QSOR V1 position used as V2 immutable model base.
QSOR-0000888 | 23.1761 | 2026-09-01 | GBP | V1.0 | APPROVED BASELINE | Frozen QSOR V1 position used as V2 immutable model base.
QSOR-0000889 | 25.8938 | 2026-09-01 | GBP | V1.0 | APPROVED BASELINE | Frozen QSOR V1 position used as V2 immutable model base.
QSOR-0000890 | 30.9567 | 2026-09-01 | GBP | V1.0 | APPROVED BASELINE | Frozen QSOR V1 position used as V2 immutable model base.
QSOR-0000891 | 26.5029 | 2026-09-01 | GBP | V1.0 | APPROVED BASELINE | Frozen QSOR V1 position used as V2 immutable model base.
QSOR-0000892 | 30.1639 | 2026-09-01 | GBP | V1.0 | APPROVED BASELINE | Frozen QSOR V1 position used as V2 immutable model base.
QSOR-0000893 | 32.7586 | 2026-09-01 | GBP | V1.0 | APPROVED BASELINE | Frozen QSOR V1 position used as V2 immutable model base.
QSOR-0000894 | 36.4003 | 2026-09-01 | GBP | V1.0 | APPROVED BASELINE | Frozen QSOR V1 position used as V2 immutable model base.
QSOR-0000895 | 38.2941 | 2026-09-01 | GBP | V1.0 | APPROVED BASELINE | Frozen QSOR V1 position used as V2 immutable model base.
QSOR-0000896 | 41.5199 | 2026-09-01 | GBP | V1.0 | APPROVED BASELINE | Frozen QSOR V1 position used as V2 immutable model base.
QSOR-0000897 | 17.077 | 2026-09-01 | GBP | V1.0 | APPROVED BASELINE | Frozen QSOR V1 position used as V2 immutable model base.
QSOR-0000898 | 18.4383 | 2026-09-01 | GBP | V1.0 | APPROVED BASELINE | Frozen QSOR V1 position used as V2 immutable model base.
QSOR-0000899 | 19.8251 | 2026-09-01 | GBP | V1.0 | APPROVED BASELINE | Frozen QSOR V1 position used as V2 immutable model base.
QSOR-0000900 | 20.8871 | 2026-09-01 | GBP | V1.0 | APPROVED BASELINE | Frozen QSOR V1 position used as V2 immutable model base.
QSOR-0000901 | 27.0361 | 2026-09-01 | GBP | V1.0 | APPROVED BASELINE | Frozen QSOR V1 position used as V2 immutable model base.
QSOR-0000902 | 31.822 | 2026-09-01 | GBP | V1.0 | APPROVED BASELINE | Frozen QSOR V1 position used as V2 immutable model base.
QSOR-0000903 | 15.5801 | 2026-09-01 | GBP | V1.0 | APPROVED BASELINE | Frozen QSOR V1 position used as V2 immutable model base.
QSOR-0000904 | 16.3106 | 2026-09-01 | GBP | V1.0 | APPROVED BASELINE | Frozen QSOR V1 position used as V2 immutable model base.
QSOR-0000905 | 17.1277 | 2026-09-01 | GBP | V1.0 | APPROVED BASELINE | Frozen QSOR V1 position used as V2 immutable model base.
QSOR-0000906 | 21.2414 | 2026-09-01 | GBP | V1.0 | APPROVED BASELINE | Frozen QSOR V1 position used as V2 immutable model base.
QSOR-0000907 | 28.0971 | 2026-09-01 | GBP | V1.0 | APPROVED BASELINE | Frozen QSOR V1 position used as V2 immutable model base.
QSOR-0000908 | 31.666 | 2026-09-01 | GBP | V1.0 | APPROVED BASELINE | Frozen QSOR V1 position used as V2 immutable model base.
QSOR-0000909 | 36.1617 | 2026-09-01 | GBP | V1.0 | APPROVED BASELINE | Frozen QSOR V1 position used as V2 immutable model base.
QSOR-0000910 | 49.6782 | 2026-09-01 | GBP | V1.0 | APPROVED BASELINE | Frozen QSOR V1 position used as V2 immutable model base.
QSOR-0000911 | 21.6736 | 2026-09-01 | GBP | V1.0 | APPROVED BASELINE | Frozen QSOR V1 position used as V2 immutable model base.
QSOR-0000912 | 22.8538 | 2026-09-01 | GBP | V1.0 | APPROVED BASELINE | Frozen QSOR V1 position used as V2 immutable model base.
QSOR-0000913 | 23.9256 | 2026-09-01 | GBP | V1.0 | APPROVED BASELINE | Frozen QSOR V1 position used as V2 immutable model base.
QSOR-0000914 | 11.7089 | 2026-09-01 | GBP | V1.0 | APPROVED BASELINE | Frozen QSOR V1 position used as V2 immutable model base.
QSOR-0000915 | 11.9113 | 2026-09-01 | GBP | V1.0 | APPROVED BASELINE | Frozen QSOR V1 position used as V2 immutable model base.
QSOR-0000916 | 14.6882 | 2026-09-01 | GBP | V1.0 | APPROVED BASELINE | Frozen QSOR V1 position used as V2 immutable model base.
QSOR-0000917 | 18.0046 | 2026-09-01 | GBP | V1.0 | APPROVED BASELINE | Frozen QSOR V1 position used as V2 immutable model base.
QSOR-0000918 | 24.2784 | 2026-09-01 | GBP | V1.0 | APPROVED BASELINE | Frozen QSOR V1 position used as V2 immutable model base.
QSOR-0000919 | 32.1454 | 2026-09-01 | GBP | V1.0 | APPROVED BASELINE | Frozen QSOR V1 position used as V2 immutable model base.
QSOR-0000920 | 44.2985 | 2026-09-01 | GBP | V1.0 | APPROVED BASELINE | Frozen QSOR V1 position used as V2 immutable model base.
QSOR-0000921 | 62.6061 | 2026-09-01 | GBP | V1.0 | APPROVED BASELINE | Frozen QSOR V1 position used as V2 immutable model base.
QSOR-0000922 | 81.666 | 2026-09-01 | GBP | V1.0 | APPROVED BASELINE | Frozen QSOR V1 position used as V2 immutable model base.
QSOR-0000923 | 92.3164 | 2026-09-01 | GBP | V1.0 | APPROVED BASELINE | Frozen QSOR V1 position used as V2 immutable model base.
QSOR-0000924 | 20.9408 | 2026-09-01 | GBP | V1.0 | APPROVED BASELINE | Frozen QSOR V1 position used as V2 immutable model base.
QSOR-0000925 | 21.5138 | 2026-09-01 | GBP | V1.0 | APPROVED BASELINE | Frozen QSOR V1 position used as V2 immutable model base.
QSOR-0000926 | 25.5055 | 2026-09-01 | GBP | V1.0 | APPROVED BASELINE | Frozen QSOR V1 position used as V2 immutable model base.
QSOR-0000927 | 18.7438 | 2026-09-01 | GBP | V1.0 | APPROVED BASELINE | Frozen QSOR V1 position used as V2 immutable model base.
QSOR-0000928 | 18.8078 | 2026-09-01 | GBP | V1.0 | APPROVED BASELINE | Frozen QSOR V1 position used as V2 immutable model base.
QSOR-0000929 | 14.9345 | 2026-09-01 | GBP | V1.0 | APPROVED BASELINE | Frozen QSOR V1 position used as V2 immutable model base.
QSOR-0000930 | 17.4772 | 2026-09-01 | GBP | V1.0 | APPROVED BASELINE | Frozen QSOR V1 position used as V2 immutable model base.
QSOR-0000931 | 17.9508 | 2026-09-01 | GBP | V1.0 | APPROVED BASELINE | Frozen QSOR V1 position used as V2 immutable model base.
QSOR-0000932 | 21.1505 | 2026-09-01 | GBP | V1.0 | APPROVED BASELINE | Frozen QSOR V1 position used as V2 immutable model base.
QSOR-0000933 | 25.1172 | 2026-09-01 | GBP | V1.0 | APPROVED BASELINE | Frozen QSOR V1 position used as V2 immutable model base.
QSOR-0000934 | 36.393 | 2026-09-01 | GBP | V1.0 | APPROVED BASELINE | Frozen QSOR V1 position used as V2 immutable model base.
QSOR-0000935 | 78.0061 | 2026-09-01 | GBP | V1.0 | APPROVED BASELINE | Frozen QSOR V1 position used as V2 immutable model base.
QSOR-0000936 | 79.631 | 2026-09-01 | GBP | V1.0 | APPROVED BASELINE | Frozen QSOR V1 position used as V2 immutable model base.
QSOR-0000937 | 105.9037 | 2026-09-01 | GBP | V1.0 | APPROVED BASELINE | Frozen QSOR V1 position used as V2 immutable model base.
QSOR-0000938 | 116.2366 | 2026-09-01 | GBP | V1.0 | APPROVED BASELINE | Frozen QSOR V1 position used as V2 immutable model base.
QSOR-0000939 | 119.0336 | 2026-09-01 | GBP | V1.0 | APPROVED BASELINE | Frozen QSOR V1 position used as V2 immutable model base.
QSOR-0000940 | 123.8777 | 2026-09-01 | GBP | V1.0 | APPROVED BASELINE | Frozen QSOR V1 position used as V2 immutable model base.
QSOR-0000941 | 148.7955 | 2026-09-01 | GBP | V1.0 | APPROVED BASELINE | Frozen QSOR V1 position used as V2 immutable model base.
QSOR-0000942 | 12.01 | 2026-09-01 | GBP | V1.0 | APPROVED BASELINE | Frozen QSOR V1 position used as V2 immutable model base.
QSOR-0000943 | 18.0182 | 2026-09-01 | GBP | V1.0 | APPROVED BASELINE | Frozen QSOR V1 position used as V2 immutable model base.
QSOR-0000944 | 24.1899 | 2026-09-01 | GBP | V1.0 | APPROVED BASELINE | Frozen QSOR V1 position used as V2 immutable model base.
QSOR-0000945 | 41.2304 | 2026-09-01 | GBP | V1.0 | APPROVED BASELINE | Frozen QSOR V1 position used as V2 immutable model base.
QSOR-0000946 | 43.884 | 2026-09-01 | GBP | V1.0 | APPROVED BASELINE | Frozen QSOR V1 position used as V2 immutable model base.
QSOR-0000947 | 45.8454 | 2026-09-01 | GBP | V1.0 | APPROVED BASELINE | Frozen QSOR V1 position used as V2 immutable model base.
QSOR-0000948 | 49.8405 | 2026-09-01 | GBP | V1.0 | APPROVED BASELINE | Frozen QSOR V1 position used as V2 immutable model base.
QSOR-0000949 | 58.1729 | 2026-09-01 | GBP | V1.0 | APPROVED BASELINE | Frozen QSOR V1 position used as V2 immutable model base.
QSOR-0000950 | 69.8217 | 2026-09-01 | GBP | V1.0 | APPROVED BASELINE | Frozen QSOR V1 position used as V2 immutable model base.
QSOR-0000951 | 43.9163 | 2026-09-01 | GBP | V1.0 | APPROVED BASELINE | Frozen QSOR V1 position used as V2 immutable model base.
QSOR-0000952 | 46.1073 | 2026-09-01 | GBP | V1.0 | APPROVED BASELINE | Frozen QSOR V1 position used as V2 immutable model base.
QSOR-0000953 | 59.5398 | 2026-09-01 | GBP | V1.0 | APPROVED BASELINE | Frozen QSOR V1 position used as V2 immutable model base.
QSOR-0000954 | 8.0655 | 2026-09-01 | GBP | V1.0 | APPROVED BASELINE | Frozen QSOR V1 position used as V2 immutable model base.
QSOR-0000955 | 11.7539 | 2026-09-01 | GBP | V1.0 | APPROVED BASELINE | Frozen QSOR V1 position used as V2 immutable model base.
QSOR-0000956 | 17.2403 | 2026-09-01 | GBP | V1.0 | APPROVED BASELINE | Frozen QSOR V1 position used as V2 immutable model base.
QSOR-0000957 | 19.9966 | 2026-09-01 | GBP | V1.0 | APPROVED BASELINE | Frozen QSOR V1 position used as V2 immutable model base.
QSOR-0000958 | 21.8472 | 2026-09-01 | GBP | V1.0 | APPROVED BASELINE | Frozen QSOR V1 position used as V2 immutable model base.
QSOR-0000959 | 24.5594 | 2026-09-01 | GBP | V1.0 | APPROVED BASELINE | Frozen QSOR V1 position used as V2 immutable model base.
QSOR-0000960 | 26.0888 | 2026-09-01 | GBP | V1.0 | APPROVED BASELINE | Frozen QSOR V1 position used as V2 immutable model base.
QSOR-0000961 | 28.9987 | 2026-09-01 | GBP | V1.0 | APPROVED BASELINE | Frozen QSOR V1 position used as V2 immutable model base.
QSOR-0000962 | 32.4126 | 2026-09-01 | GBP | V1.0 | APPROVED BASELINE | Frozen QSOR V1 position used as V2 immutable model base.
QSOR-0000963 | 17.6509 | 2026-09-01 | GBP | V1.0 | APPROVED BASELINE | Frozen QSOR V1 position used as V2 immutable model base.
QSOR-0000964 | 17.6603 | 2026-09-01 | GBP | V1.0 | APPROVED BASELINE | Frozen QSOR V1 position used as V2 immutable model base.
QSOR-0000965 | 24.1625 | 2026-09-01 | GBP | V1.0 | APPROVED BASELINE | Frozen QSOR V1 position used as V2 immutable model base.
QSOR-0000966 | 23.4656 | 2026-09-01 | GBP | V1.0 | APPROVED BASELINE | Frozen QSOR V1 position used as V2 immutable model base.
QSOR-0000967 | 25.5102 | 2026-09-01 | GBP | V1.0 | APPROVED BASELINE | Frozen QSOR V1 position used as V2 immutable model base.
QSOR-0000968 | 32.3551 | 2026-09-01 | GBP | V1.0 | APPROVED BASELINE | Frozen QSOR V1 position used as V2 immutable model base.
QSOR-0000969 | 43.3248 | 2026-09-01 | GBP | V1.0 | APPROVED BASELINE | Frozen QSOR V1 position used as V2 immutable model base.
QSOR-0000970 | 47.6809 | 2026-09-01 | GBP | V1.0 | APPROVED BASELINE | Frozen QSOR V1 position used as V2 immutable model base.
QSOR-0000971 | 52.1219 | 2026-09-01 | GBP | V1.0 | APPROVED BASELINE | Frozen QSOR V1 position used as V2 immutable model base.
QSOR-0000972 | 32.4515 | 2026-09-01 | GBP | V1.0 | APPROVED BASELINE | Frozen QSOR V1 position used as V2 immutable model base.
QSOR-0000973 | 36.3711 | 2026-09-01 | GBP | V1.0 | APPROVED BASELINE | Frozen QSOR V1 position used as V2 immutable model base.
QSOR-0000974 | 39.6366 | 2026-09-01 | GBP | V1.0 | APPROVED BASELINE | Frozen QSOR V1 position used as V2 immutable model base.
QSOR-0000975 | 42.7166 | 2026-09-01 | GBP | V1.0 | APPROVED BASELINE | Frozen QSOR V1 position used as V2 immutable model base.
QSOR-0000976 | 46.4566 | 2026-09-01 | GBP | V1.0 | APPROVED BASELINE | Frozen QSOR V1 position used as V2 immutable model base.
QSOR-0000977 | 48.1529 | 2026-09-01 | GBP | V1.0 | APPROVED BASELINE | Frozen QSOR V1 position used as V2 immutable model base.
QSOR-0000978 | 26.3792 | 2026-09-01 | GBP | V1.0 | APPROVED BASELINE | Frozen QSOR V1 position used as V2 immutable model base.
QSOR-0000979 | 29.6622 | 2026-09-01 | GBP | V1.0 | APPROVED BASELINE | Frozen QSOR V1 position used as V2 immutable model base.
QSOR-0000980 | 31.3254 | 2026-09-01 | GBP | V1.0 | APPROVED BASELINE | Frozen QSOR V1 position used as V2 immutable model base.
QSOR-0000981 | 35.9726 | 2026-09-01 | GBP | V1.0 | APPROVED BASELINE | Frozen QSOR V1 position used as V2 immutable model base.
QSOR-0000982 | 48.6482 | 2026-09-01 | GBP | V1.0 | APPROVED BASELINE | Frozen QSOR V1 position used as V2 immutable model base.
QSOR-0000983 | 57.98 | 2026-09-01 | GBP | V1.0 | APPROVED BASELINE | Frozen QSOR V1 position used as V2 immutable model base.
QSOR-0000984 | 16.066 | 2026-09-01 | GBP | V1.0 | APPROVED BASELINE | Frozen QSOR V1 position used as V2 immutable model base.
QSOR-0000985 | 16.7643 | 2026-09-01 | GBP | V1.0 | APPROVED BASELINE | Frozen QSOR V1 position used as V2 immutable model base.
QSOR-0000986 | 22.5511 | 2026-09-01 | GBP | V1.0 | APPROVED BASELINE | Frozen QSOR V1 position used as V2 immutable model base.
QSOR-0000987 | 30.3453 | 2026-09-01 | GBP | V1.0 | APPROVED BASELINE | Frozen QSOR V1 position used as V2 immutable model base.
QSOR-0000988 | 38.7041 | 2026-09-01 | GBP | V1.0 | APPROVED BASELINE | Frozen QSOR V1 position used as V2 immutable model base.
QSOR-0000989 | 41.6565 | 2026-09-01 | GBP | V1.0 | APPROVED BASELINE | Frozen QSOR V1 position used as V2 immutable model base.
QSOR-0000990 | 65.7694 | 2026-09-01 | GBP | V1.0 | APPROVED BASELINE | Frozen QSOR V1 position used as V2 immutable model base.
QSOR-0000991 | 72.1703 | 2026-09-01 | GBP | V1.0 | APPROVED BASELINE | Frozen QSOR V1 position used as V2 immutable model base.
QSOR-0000992 | 22.7362 | 2026-09-01 | GBP | V1.0 | APPROVED BASELINE | Frozen QSOR V1 position used as V2 immutable model base.
QSOR-0000993 | 23.7628 | 2026-09-01 | GBP | V1.0 | APPROVED BASELINE | Frozen QSOR V1 position used as V2 immutable model base.
QSOR-0000994 | 29.1744 | 2026-09-01 | GBP | V1.0 | APPROVED BASELINE | Frozen QSOR V1 position used as V2 immutable model base.
QSOR-0000995 | 12.4583 | 2026-09-01 | GBP | V1.0 | APPROVED BASELINE | Frozen QSOR V1 position used as V2 immutable model base.
QSOR-0000996 | 14.5947 | 2026-09-01 | GBP | V1.0 | APPROVED BASELINE | Frozen QSOR V1 position used as V2 immutable model base.
QSOR-0000997 | 15.4182 | 2026-09-01 | GBP | V1.0 | APPROVED BASELINE | Frozen QSOR V1 position used as V2 immutable model base.
QSOR-0000998 | 18.3118 | 2026-09-01 | GBP | V1.0 | APPROVED BASELINE | Frozen QSOR V1 position used as V2 immutable model base.
QSOR-0000999 | 22.1149 | 2026-09-01 | GBP | V1.0 | APPROVED BASELINE | Frozen QSOR V1 position used as V2 immutable model base.
QSOR-0001000 | 34.7749 | 2026-09-01 | GBP | V1.0 | APPROVED BASELINE | Frozen QSOR V1 position used as V2 immutable model base.
QSOR-0001001 | 81.5501 | 2026-09-01 | GBP | V1.0 | APPROVED BASELINE | Frozen QSOR V1 position used as V2 immutable model base.
QSOR-0001002 | 89.1122 | 2026-09-01 | GBP | V1.0 | APPROVED BASELINE | Frozen QSOR V1 position used as V2 immutable model base.
QSOR-0001003 | 98.3922 | 2026-09-01 | GBP | V1.0 | APPROVED BASELINE | Frozen QSOR V1 position used as V2 immutable model base.
QSOR-0001004 | 107.7105 | 2026-09-01 | GBP | V1.0 | APPROVED BASELINE | Frozen QSOR V1 position used as V2 immutable model base.
QSOR-0001005 | 27.2787 | 2026-09-01 | GBP | V1.0 | APPROVED BASELINE | Frozen QSOR V1 position used as V2 immutable model base.
QSOR-0001006 | 28.2071 | 2026-09-01 | GBP | V1.0 | APPROVED BASELINE | Frozen QSOR V1 position used as V2 immutable model base.
QSOR-0001007 | 33.4135 | 2026-09-01 | GBP | V1.0 | APPROVED BASELINE | Frozen QSOR V1 position used as V2 immutable model base.
QSOR-0001008 | 24.2518 | 2026-09-01 | GBP | V1.0 | APPROVED BASELINE | Frozen QSOR V1 position used as V2 immutable model base.
QSOR-0001009 | 26.4931 | 2026-09-01 | GBP | V1.0 | APPROVED BASELINE | Frozen QSOR V1 position used as V2 immutable model base.
QSOR-0001010 | 16.3016 | 2026-09-01 | GBP | V1.0 | APPROVED BASELINE | Frozen QSOR V1 position used as V2 immutable model base.
QSOR-0001011 | 18.7424 | 2026-09-01 | GBP | V1.0 | APPROVED BASELINE | Frozen QSOR V1 position used as V2 immutable model base.
QSOR-0001012 | 19.2796 | 2026-09-01 | GBP | V1.0 | APPROVED BASELINE | Frozen QSOR V1 position used as V2 immutable model base.
QSOR-0001013 | 22.7919 | 2026-09-01 | GBP | V1.0 | APPROVED BASELINE | Frozen QSOR V1 position used as V2 immutable model base.
QSOR-0001014 | 27.0085 | 2026-09-01 | GBP | V1.0 | APPROVED BASELINE | Frozen QSOR V1 position used as V2 immutable model base.
QSOR-0001015 | 43.2216 | 2026-09-01 | GBP | V1.0 | APPROVED BASELINE | Frozen QSOR V1 position used as V2 immutable model base.
QSOR-0001016 | 89.4607 | 2026-09-01 | GBP | V1.0 | APPROVED BASELINE | Frozen QSOR V1 position used as V2 immutable model base.
QSOR-0001017 | 98.2405 | 2026-09-01 | GBP | V1.0 | APPROVED BASELINE | Frozen QSOR V1 position used as V2 immutable model base.
QSOR-0001018 | 107.7439 | 2026-09-01 | GBP | V1.0 | APPROVED BASELINE | Frozen QSOR V1 position used as V2 immutable model base.
QSOR-0001019 | 118.6308 | 2026-09-01 | GBP | V1.0 | APPROVED BASELINE | Frozen QSOR V1 position used as V2 immutable model base.
QSOR-0001020 | 118.4787 | 2026-09-01 | GBP | V1.0 | APPROVED BASELINE | Frozen QSOR V1 position used as V2 immutable model base.
QSOR-0001021 | 156.3167 | 2026-09-01 | GBP | V1.0 | APPROVED BASELINE | Frozen QSOR V1 position used as V2 immutable model base.
QSOR-0001022 | 186.7173 | 2026-09-01 | GBP | V1.0 | APPROVED BASELINE | Frozen QSOR V1 position used as V2 immutable model base.
QSOR-0001023 | 58.8612 | 2026-09-01 | GBP | V1.0 | APPROVED BASELINE | Frozen QSOR V1 position used as V2 immutable model base.
QSOR-0001024 | 70.924 | 2026-09-01 | GBP | V1.0 | APPROVED BASELINE | Frozen QSOR V1 position used as V2 immutable model base.
QSOR-0001025 | 95.1917 | 2026-09-01 | GBP | V1.0 | APPROVED BASELINE | Frozen QSOR V1 position used as V2 immutable model base.
QSOR-0001026 | 128.155 | 2026-09-01 | GBP | V1.0 | APPROVED BASELINE | Frozen QSOR V1 position used as V2 immutable model base.
QSOR-0001027 | 153.8706 | 2026-09-01 | GBP | V1.0 | APPROVED BASELINE | Frozen QSOR V1 position used as V2 immutable model base.
QSOR-0001028 | 255.4839 | 2026-09-01 | GBP | V1.0 | APPROVED BASELINE | Frozen QSOR V1 position used as V2 immutable model base.
QSOR-0001029 | 343.1847 | 2026-09-01 | GBP | V1.0 | APPROVED BASELINE | Frozen QSOR V1 position used as V2 immutable model base.
QSOR-0001030 | 424.8627 | 2026-09-01 | GBP | V1.0 | APPROVED BASELINE | Frozen QSOR V1 position used as V2 immutable model base.
QSOR-0001031 | 41.7447 | 2026-09-01 | GBP | V1.0 | APPROVED BASELINE | Frozen QSOR V1 position used as V2 immutable model base.
QSOR-0001032 | 45.8951 | 2026-09-01 | GBP | V1.0 | APPROVED BASELINE | Frozen QSOR V1 position used as V2 immutable model base.
QSOR-0001033 | 58.0748 | 2026-09-01 | GBP | V1.0 | APPROVED BASELINE | Frozen QSOR V1 position used as V2 immutable model base.
QSOR-0001034 | 101.4872 | 2026-09-01 | GBP | V1.0 | APPROVED BASELINE | Frozen QSOR V1 position used as V2 immutable model base.
QSOR-0001035 | 215.7462 | 2026-09-01 | GBP | V1.0 | APPROVED BASELINE | Frozen QSOR V1 position used as V2 immutable model base.
QSOR-0001036 | 21.2923 | 2026-09-01 | GBP | V1.0 | APPROVED BASELINE | Frozen QSOR V1 position used as V2 immutable model base.
QSOR-0001037 | 27.0932 | 2026-09-01 | GBP | V1.0 | APPROVED BASELINE | Frozen QSOR V1 position used as V2 immutable model base.
QSOR-0001038 | 27.3662 | 2026-09-01 | GBP | V1.0 | APPROVED BASELINE | Frozen QSOR V1 position used as V2 immutable model base.
QSOR-0001039 | 37.2244 | 2026-09-01 | GBP | V1.0 | APPROVED BASELINE | Frozen QSOR V1 position used as V2 immutable model base.
QSOR-0001040 | 87.3847 | 2026-09-01 | GBP | V1.0 | APPROVED BASELINE | Frozen QSOR V1 position used as V2 immutable model base.
QSOR-0001041 | 107.274 | 2026-09-01 | GBP | V1.0 | APPROVED BASELINE | Frozen QSOR V1 position used as V2 immutable model base.
QSOR-0001042 | 117.9692 | 2026-09-01 | GBP | V1.0 | APPROVED BASELINE | Frozen QSOR V1 position used as V2 immutable model base.
QSOR-0001043 | 150.541 | 2026-09-01 | GBP | V1.0 | APPROVED BASELINE | Frozen QSOR V1 position used as V2 immutable model base.
QSOR-0001044 | 25.6156 | 2026-09-01 | GBP | V1.0 | APPROVED BASELINE | Frozen QSOR V1 position used as V2 immutable model base.
QSOR-0001045 | 27.5298 | 2026-09-01 | GBP | V1.0 | APPROVED BASELINE | Frozen QSOR V1 position used as V2 immutable model base.
QSOR-0001046 | 29.9485 | 2026-09-01 | GBP | V1.0 | APPROVED BASELINE | Frozen QSOR V1 position used as V2 immutable model base.
QSOR-0001047 | 43.2572 | 2026-09-01 | GBP | V1.0 | APPROVED BASELINE | Frozen QSOR V1 position used as V2 immutable model base.
QSOR-0001048 | 72.166 | 2026-09-01 | GBP | V1.0 | APPROVED BASELINE | Frozen QSOR V1 position used as V2 immutable model base.
QSOR-0001049 | 146.3088 | 2026-09-01 | GBP | V1.0 | APPROVED BASELINE | Frozen QSOR V1 position used as V2 immutable model base.
QSOR-0001050 | 205.4776 | 2026-09-01 | GBP | V1.0 | APPROVED BASELINE | Frozen QSOR V1 position used as V2 immutable model base.
QSOR-0001051 | 238.683 | 2026-09-01 | GBP | V1.0 | APPROVED BASELINE | Frozen QSOR V1 position used as V2 immutable model base.
QSOR-0001052 | 58.4592 | 2026-09-01 | GBP | V1.0 | APPROVED BASELINE | Frozen QSOR V1 position used as V2 immutable model base.
QSOR-0001053 | 69.0032 | 2026-09-01 | GBP | V1.0 | APPROVED BASELINE | Frozen QSOR V1 position used as V2 immutable model base.
QSOR-0001054 | 92.4852 | 2026-09-01 | GBP | V1.0 | APPROVED BASELINE | Frozen QSOR V1 position used as V2 immutable model base.
QSOR-0001055 | 152.5978 | 2026-09-01 | GBP | V1.0 | APPROVED BASELINE | Frozen QSOR V1 position used as V2 immutable model base.
QSOR-0001056 | 239.1389 | 2026-09-01 | GBP | V1.0 | APPROVED BASELINE | Frozen QSOR V1 position used as V2 immutable model base.
QSOR-0001057 | 416.0725 | 2026-09-01 | GBP | V1.0 | APPROVED BASELINE | Frozen QSOR V1 position used as V2 immutable model base.
QSOR-0001058 | 584.795 | 2026-09-01 | GBP | V1.0 | APPROVED BASELINE | Frozen QSOR V1 position used as V2 immutable model base.
QSOR-0001059 | 25.3808 | 2026-09-01 | GBP | V1.0 | APPROVED BASELINE | Frozen QSOR V1 position used as V2 immutable model base.
QSOR-0001060 | 26.9846 | 2026-09-01 | GBP | V1.0 | APPROVED BASELINE | Frozen QSOR V1 position used as V2 immutable model base.
QSOR-0001061 | 31.7714 | 2026-09-01 | GBP | V1.0 | APPROVED BASELINE | Frozen QSOR V1 position used as V2 immutable model base.
QSOR-0001062 | 40.2723 | 2026-09-01 | GBP | V1.0 | APPROVED BASELINE | Frozen QSOR V1 position used as V2 immutable model base.
QSOR-0001063 | 43.0427 | 2026-09-01 | GBP | V1.0 | APPROVED BASELINE | Frozen QSOR V1 position used as V2 immutable model base.
QSOR-0001064 | 117.7133 | 2026-09-01 | GBP | V1.0 | APPROVED BASELINE | Frozen QSOR V1 position used as V2 immutable model base.
QSOR-0001065 | 207.5893 | 2026-09-01 | GBP | V1.0 | APPROVED BASELINE | Frozen QSOR V1 position used as V2 immutable model base.
QSOR-0001066 | 293.574 | 2026-09-01 | GBP | V1.0 | APPROVED BASELINE | Frozen QSOR V1 position used as V2 immutable model base.
QSOR-0001067 | 14.2522 | 2026-09-01 | GBP | V1.0 | APPROVED BASELINE | Frozen QSOR V1 position used as V2 immutable model base.
QSOR-0001068 | 17.8229 | 2026-09-01 | GBP | V1.0 | APPROVED BASELINE | Frozen QSOR V1 position used as V2 immutable model base.
QSOR-0001069 | 17.8169 | 2026-09-01 | GBP | V1.0 | APPROVED BASELINE | Frozen QSOR V1 position used as V2 immutable model base.
QSOR-0001070 | 24.1717 | 2026-09-01 | GBP | V1.0 | APPROVED BASELINE | Frozen QSOR V1 position used as V2 immutable model base.
QSOR-0001071 | 45.2617 | 2026-09-01 | GBP | V1.0 | APPROVED BASELINE | Frozen QSOR V1 position used as V2 immutable model base.
QSOR-0001072 | 56.8767 | 2026-09-01 | GBP | V1.0 | APPROVED BASELINE | Frozen QSOR V1 position used as V2 immutable model base.
QSOR-0001073 | 63.0698 | 2026-09-01 | GBP | V1.0 | APPROVED BASELINE | Frozen QSOR V1 position used as V2 immutable model base.
QSOR-0001074 | 106.0537 | 2026-09-01 | GBP | V1.0 | APPROVED BASELINE | Frozen QSOR V1 position used as V2 immutable model base.
QSOR-0001075 | 120.6458 | 2026-09-01 | GBP | V1.0 | APPROVED BASELINE | Frozen QSOR V1 position used as V2 immutable model base.
QSOR-0001076 | 258.479 | 2026-09-01 | GBP | V1.0 | APPROVED BASELINE | Frozen QSOR V1 position used as V2 immutable model base.
QSOR-0001077 | 486.5161 | 2026-09-01 | GBP | V1.0 | APPROVED BASELINE | Frozen QSOR V1 position used as V2 immutable model base.
QSOR-0001078 | 777.2956 | 2026-09-01 | GBP | V1.0 | APPROVED BASELINE | Frozen QSOR V1 position used as V2 immutable model base.
QSOR-0001079 | 33.0673 | 2026-09-01 | GBP | V1.0 | APPROVED BASELINE | Frozen QSOR V1 position used as V2 immutable model base.
QSOR-0001080 | 40.5655 | 2026-09-01 | GBP | V1.0 | APPROVED BASELINE | Frozen QSOR V1 position used as V2 immutable model base.
QSOR-0001081 | 43.5765 | 2026-09-01 | GBP | V1.0 | APPROVED BASELINE | Frozen QSOR V1 position used as V2 immutable model base.
QSOR-0001082 | 49.0847 | 2026-09-01 | GBP | V1.0 | APPROVED BASELINE | Frozen QSOR V1 position used as V2 immutable model base.
QSOR-0001083 | 56.5337 | 2026-09-01 | GBP | V1.0 | APPROVED BASELINE | Frozen QSOR V1 position used as V2 immutable model base.
QSOR-0001084 | 56.6524 | 2026-09-01 | GBP | V1.0 | APPROVED BASELINE | Frozen QSOR V1 position used as V2 immutable model base.
QSOR-0001085 | 63.8699 | 2026-09-01 | GBP | V1.0 | APPROVED BASELINE | Frozen QSOR V1 position used as V2 immutable model base.
QSOR-0001086 | 104.3199 | 2026-09-01 | GBP | V1.0 | APPROVED BASELINE | Frozen QSOR V1 position used as V2 immutable model base.
QSOR-0001087 | 170.0029 | 2026-09-01 | GBP | V1.0 | APPROVED BASELINE | Frozen QSOR V1 position used as V2 immutable model base.
QSOR-0001088 | 42.7887 | 2026-09-01 | GBP | V1.0 | APPROVED BASELINE | Frozen QSOR V1 position used as V2 immutable model base.
QSOR-0001089 | 46.7657 | 2026-09-01 | GBP | V1.0 | APPROVED BASELINE | Frozen QSOR V1 position used as V2 immutable model base.
QSOR-0001090 | 50.3916 | 2026-09-01 | GBP | V1.0 | APPROVED BASELINE | Frozen QSOR V1 position used as V2 immutable model base.
QSOR-0001091 | 76.6072 | 2026-09-01 | GBP | V1.0 | APPROVED BASELINE | Frozen QSOR V1 position used as V2 immutable model base.
QSOR-0001092 | 90.4671 | 2026-09-01 | GBP | V1.0 | APPROVED BASELINE | Frozen QSOR V1 position used as V2 immutable model base.
QSOR-0001093 | 108.4073 | 2026-09-01 | GBP | V1.0 | APPROVED BASELINE | Frozen QSOR V1 position used as V2 immutable model base.
QSOR-0001094 | 123.0647 | 2026-09-01 | GBP | V1.0 | APPROVED BASELINE | Frozen QSOR V1 position used as V2 immutable model base.
QSOR-0001095 | 135.7163 | 2026-09-01 | GBP | V1.0 | APPROVED BASELINE | Frozen QSOR V1 position used as V2 immutable model base.
QSOR-0001096 | 141.012 | 2026-09-01 | GBP | V1.0 | APPROVED BASELINE | Frozen QSOR V1 position used as V2 immutable model base.
QSOR-0001097 | 208.0405 | 2026-09-01 | GBP | V1.0 | APPROVED BASELINE | Frozen QSOR V1 position used as V2 immutable model base.
QSOR-0001098 | 226.4104 | 2026-09-01 | GBP | V1.0 | APPROVED BASELINE | Frozen QSOR V1 position used as V2 immutable model base.
QSOR-0001099 | 250.4854 | 2026-09-01 | GBP | V1.0 | APPROVED BASELINE | Frozen QSOR V1 position used as V2 immutable model base.
QSOR-0001100 | 363.9981 | 2026-09-01 | GBP | V1.0 | APPROVED BASELINE | Frozen QSOR V1 position used as V2 immutable model base.
QSOR-0001101 | 709.5671 | 2026-09-01 | GBP | V1.0 | APPROVED BASELINE | Frozen QSOR V1 position used as V2 immutable model base.
QSOR-0001102 | 1027.2248 | 2026-09-01 | GBP | V1.0 | APPROVED BASELINE | Frozen QSOR V1 position used as V2 immutable model base.
QSOR-0001103 | 1256.6574 | 2026-09-01 | GBP | V1.0 | APPROVED BASELINE | Frozen QSOR V1 position used as V2 immutable model base.
QSOR-0001104 | 64.0844 | 2026-09-01 | GBP | V1.0 | APPROVED BASELINE | Frozen QSOR V1 position used as V2 immutable model base.
QSOR-0001105 | 68.0468 | 2026-09-01 | GBP | V1.0 | APPROVED BASELINE | Frozen QSOR V1 position used as V2 immutable model base.
QSOR-0001106 | 88.1146 | 2026-09-01 | GBP | V1.0 | APPROVED BASELINE | Frozen QSOR V1 position used as V2 immutable model base.
QSOR-0001107 | 196.7269 | 2026-09-01 | GBP | V1.0 | APPROVED BASELINE | Frozen QSOR V1 position used as V2 immutable model base.
QSOR-0001108 | 218.8876 | 2026-09-01 | GBP | V1.0 | APPROVED BASELINE | Frozen QSOR V1 position used as V2 immutable model base.
QSOR-0001109 | 493.2172 | 2026-09-01 | GBP | V1.0 | APPROVED BASELINE | Frozen QSOR V1 position used as V2 immutable model base.
QSOR-0001110 | 665.6085 | 2026-09-01 | GBP | V1.0 | APPROVED BASELINE | Frozen QSOR V1 position used as V2 immutable model base.
QSOR-0001111 | 1037.7163 | 2026-09-01 | GBP | V1.0 | APPROVED BASELINE | Frozen QSOR V1 position used as V2 immutable model base.
QSOR-0001112 | 184.275 | 2026-09-01 | GBP | V1.0 | APPROVED BASELINE | Frozen QSOR V1 position used as V2 immutable model base.
QSOR-0001113 | 342.7641 | 2026-09-01 | GBP | V1.0 | APPROVED BASELINE | Frozen QSOR V1 position used as V2 immutable model base.
QSOR-0001114 | 51.7434 | 2026-09-01 | GBP | V1.0 | APPROVED BASELINE | Frozen QSOR V1 position used as V2 immutable model base.
QSOR-0001115 | 64.0931 | 2026-09-01 | GBP | V1.0 | APPROVED BASELINE | Frozen QSOR V1 position used as V2 immutable model base.
QSOR-0001116 | 107.868 | 2026-09-01 | GBP | V1.0 | APPROVED BASELINE | Frozen QSOR V1 position used as V2 immutable model base.
QSOR-0001117 | 145.602 | 2026-09-01 | GBP | V1.0 | APPROVED BASELINE | Frozen QSOR V1 position used as V2 immutable model base.
QSOR-0001118 | 147.1277 | 2026-09-01 | GBP | V1.0 | APPROVED BASELINE | Frozen QSOR V1 position used as V2 immutable model base.
QSOR-0001119 | 159.0139 | 2026-09-01 | GBP | V1.0 | APPROVED BASELINE | Frozen QSOR V1 position used as V2 immutable model base.
QSOR-0001120 | 262.762 | 2026-09-01 | GBP | V1.0 | APPROVED BASELINE | Frozen QSOR V1 position used as V2 immutable model base.
QSOR-0001121 | 261.7872 | 2026-09-01 | GBP | V1.0 | APPROVED BASELINE | Frozen QSOR V1 position used as V2 immutable model base.
QSOR-0001122 | 233.4068 | 2026-09-01 | GBP | V1.0 | APPROVED BASELINE | Frozen QSOR V1 position used as V2 immutable model base.
QSOR-0001123 | 165.5397 | 2026-09-01 | GBP | V1.0 | APPROVED BASELINE | Frozen QSOR V1 position used as V2 immutable model base.
QSOR-0001124 | 199.3387 | 2026-09-01 | GBP | V1.0 | APPROVED BASELINE | Frozen QSOR V1 position used as V2 immutable model base.
QSOR-0001125 | 199.9769 | 2026-09-01 | GBP | V1.0 | APPROVED BASELINE | Frozen QSOR V1 position used as V2 immutable model base.
QSOR-0001126 | 253.9031 | 2026-09-01 | GBP | V1.0 | APPROVED BASELINE | Frozen QSOR V1 position used as V2 immutable model base.
QSOR-0001127 | 19.0975 | 2026-09-01 | GBP | V1.0 | APPROVED BASELINE | Frozen QSOR V1 position used as V2 immutable model base.
QSOR-0001128 | 21.345 | 2026-09-01 | GBP | V1.0 | APPROVED BASELINE | Frozen QSOR V1 position used as V2 immutable model base.
QSOR-0001129 | 22.9197 | 2026-09-01 | GBP | V1.0 | APPROVED BASELINE | Frozen QSOR V1 position used as V2 immutable model base.
QSOR-0001130 | 24.944 | 2026-09-01 | GBP | V1.0 | APPROVED BASELINE | Frozen QSOR V1 position used as V2 immutable model base.
QSOR-0001131 | 30.4892 | 2026-09-01 | GBP | V1.0 | APPROVED BASELINE | Frozen QSOR V1 position used as V2 immutable model base.
QSOR-0001132 | 34.9569 | 2026-09-01 | GBP | V1.0 | APPROVED BASELINE | Frozen QSOR V1 position used as V2 immutable model base.
QSOR-0001133 | 41.8359 | 2026-09-01 | GBP | V1.0 | APPROVED BASELINE | Frozen QSOR V1 position used as V2 immutable model base.
QSOR-0001134 | 59.0499 | 2026-09-01 | GBP | V1.0 | APPROVED BASELINE | Frozen QSOR V1 position used as V2 immutable model base.
QSOR-0001135 | 62.433 | 2026-09-01 | GBP | V1.0 | APPROVED BASELINE | Frozen QSOR V1 position used as V2 immutable model base.
QSOR-0001136 | 91.4897 | 2026-09-01 | GBP | V1.0 | APPROVED BASELINE | Frozen QSOR V1 position used as V2 immutable model base.
QSOR-0001137 | 131.0433 | 2026-09-01 | GBP | V1.0 | APPROVED BASELINE | Frozen QSOR V1 position used as V2 immutable model base.
QSOR-0001138 | 213.7251 | 2026-09-01 | GBP | V1.0 | APPROVED BASELINE | Frozen QSOR V1 position used as V2 immutable model base.
QSOR-0001139 | 3.0181 | 2026-09-01 | GBP | V1.0 | APPROVED BASELINE | Frozen QSOR V1 position used as V2 immutable model base.
QSOR-0001140 | 3.7596 | 2026-09-01 | GBP | V1.0 | APPROVED BASELINE | Frozen QSOR V1 position used as V2 immutable model base.
QSOR-0001141 | 4.5084 | 2026-09-01 | GBP | V1.0 | APPROVED BASELINE | Frozen QSOR V1 position used as V2 immutable model base.
QSOR-0001142 | 5.3157 | 2026-09-01 | GBP | V1.0 | APPROVED BASELINE | Frozen QSOR V1 position used as V2 immutable model base.
QSOR-0001143 | 6.1388 | 2026-09-01 | GBP | V1.0 | APPROVED BASELINE | Frozen QSOR V1 position used as V2 immutable model base.
QSOR-0001144 | 6.2595 | 2026-09-01 | GBP | V1.0 | APPROVED BASELINE | Frozen QSOR V1 position used as V2 immutable model base.
QSOR-0001145 | 7.421 | 2026-09-01 | GBP | V1.0 | APPROVED BASELINE | Frozen QSOR V1 position used as V2 immutable model base.
QSOR-0001146 | 8.5192 | 2026-09-01 | GBP | V1.0 | APPROVED BASELINE | Frozen QSOR V1 position used as V2 immutable model base.
QSOR-0001147 | 10.2292 | 2026-09-01 | GBP | V1.0 | APPROVED BASELINE | Frozen QSOR V1 position used as V2 immutable model base.
QSOR-0001148 | 10.6551 | 2026-09-01 | GBP | V1.0 | APPROVED BASELINE | Frozen QSOR V1 position used as V2 immutable model base.
QSOR-0001149 | 6.7107 | 2026-09-01 | GBP | V1.0 | APPROVED BASELINE | Frozen QSOR V1 position used as V2 immutable model base.
QSOR-0001150 | 7.0977 | 2026-09-01 | GBP | V1.0 | APPROVED BASELINE | Frozen QSOR V1 position used as V2 immutable model base.
QSOR-0001151 | 8.3046 | 2026-09-01 | GBP | V1.0 | APPROVED BASELINE | Frozen QSOR V1 position used as V2 immutable model base.
QSOR-0001152 | 12.4211 | 2026-09-01 | GBP | V1.0 | APPROVED BASELINE | Frozen QSOR V1 position used as V2 immutable model base.
QSOR-0001153 | 13.155 | 2026-09-01 | GBP | V1.0 | APPROVED BASELINE | Frozen QSOR V1 position used as V2 immutable model base.
QSOR-0001154 | 14.4974 | 2026-09-01 | GBP | V1.0 | APPROVED BASELINE | Frozen QSOR V1 position used as V2 immutable model base.
QSOR-0001155 | 15.3685 | 2026-09-01 | GBP | V1.0 | APPROVED BASELINE | Frozen QSOR V1 position used as V2 immutable model base.
QSOR-0001156 | 17.6458 | 2026-09-01 | GBP | V1.0 | APPROVED BASELINE | Frozen QSOR V1 position used as V2 immutable model base.
QSOR-0001157 | 20.0653 | 2026-09-01 | GBP | V1.0 | APPROVED BASELINE | Frozen QSOR V1 position used as V2 immutable model base.
QSOR-0001158 | 8.8561 | 2026-09-01 | GBP | V1.0 | APPROVED BASELINE | Frozen QSOR V1 position used as V2 immutable model base.
QSOR-0001159 | 10.3941 | 2026-09-01 | GBP | V1.0 | APPROVED BASELINE | Frozen QSOR V1 position used as V2 immutable model base.
QSOR-0001160 | 15.5303 | 2026-09-01 | GBP | V1.0 | APPROVED BASELINE | Frozen QSOR V1 position used as V2 immutable model base.
QSOR-0001161 | 26.6264 | 2026-09-01 | GBP | V1.0 | APPROVED BASELINE | Frozen QSOR V1 position used as V2 immutable model base.
QSOR-0001162 | 41.181 | 2026-09-01 | GBP | V1.0 | APPROVED BASELINE | Frozen QSOR V1 position used as V2 immutable model base.
QSOR-0001163 | 53.9058 | 2026-09-01 | GBP | V1.0 | APPROVED BASELINE | Frozen QSOR V1 position used as V2 immutable model base.
QSOR-0001164 | 12.3038 | 2026-09-01 | GBP | V1.0 | APPROVED BASELINE | Frozen QSOR V1 position used as V2 immutable model base.
QSOR-0001165 | 14.0118 | 2026-09-01 | GBP | V1.0 | APPROVED BASELINE | Frozen QSOR V1 position used as V2 immutable model base.
QSOR-0001166 | 16.4258 | 2026-09-01 | GBP | V1.0 | APPROVED BASELINE | Frozen QSOR V1 position used as V2 immutable model base.
QSOR-0001167 | 18.443 | 2026-09-01 | GBP | V1.0 | APPROVED BASELINE | Frozen QSOR V1 position used as V2 immutable model base.
QSOR-0001168 | 21.0932 | 2026-09-01 | GBP | V1.0 | APPROVED BASELINE | Frozen QSOR V1 position used as V2 immutable model base.
QSOR-0001169 | 23.6191 | 2026-09-01 | GBP | V1.0 | APPROVED BASELINE | Frozen QSOR V1 position used as V2 immutable model base.
QSOR-0001170 | 35.5288 | 2026-09-01 | GBP | V1.0 | APPROVED BASELINE | Frozen QSOR V1 position used as V2 immutable model base.
QSOR-0001171 | 63.4269 | 2026-09-01 | GBP | V1.0 | APPROVED BASELINE | Frozen QSOR V1 position used as V2 immutable model base.
QSOR-0001172 | 15.6083 | 2026-09-01 | GBP | V1.0 | APPROVED BASELINE | Frozen QSOR V1 position used as V2 immutable model base.
QSOR-0001173 | 19.5209 | 2026-09-01 | GBP | V1.0 | APPROVED BASELINE | Frozen QSOR V1 position used as V2 immutable model base.
QSOR-0001174 | 20.3864 | 2026-09-01 | GBP | V1.0 | APPROVED BASELINE | Frozen QSOR V1 position used as V2 immutable model base.
QSOR-0001175 | 22.1782 | 2026-09-01 | GBP | V1.0 | APPROVED BASELINE | Frozen QSOR V1 position used as V2 immutable model base.
QSOR-0001176 | 23.0202 | 2026-09-01 | GBP | V1.0 | APPROVED BASELINE | Frozen QSOR V1 position used as V2 immutable model base.
QSOR-0001177 | 29.1214 | 2026-09-01 | GBP | V1.0 | APPROVED BASELINE | Frozen QSOR V1 position used as V2 immutable model base.
QSOR-0001178 | 37.4677 | 2026-09-01 | GBP | V1.0 | APPROVED BASELINE | Frozen QSOR V1 position used as V2 immutable model base.
QSOR-0001179 | 55.7325 | 2026-09-01 | GBP | V1.0 | APPROVED BASELINE | Frozen QSOR V1 position used as V2 immutable model base.
QSOR-0001180 | 59.0948 | 2026-09-01 | GBP | V1.0 | APPROVED BASELINE | Frozen QSOR V1 position used as V2 immutable model base.
QSOR-0001181 | 40.5663 | 2026-09-01 | GBP | V1.0 | APPROVED BASELINE | Frozen QSOR V1 position used as V2 immutable model base.
QSOR-0001182 | 50.6958 | 2026-09-01 | GBP | V1.0 | APPROVED BASELINE | Frozen QSOR V1 position used as V2 immutable model base.
QSOR-0001183 | 65.0508 | 2026-09-01 | GBP | V1.0 | APPROVED BASELINE | Frozen QSOR V1 position used as V2 immutable model base.
QSOR-0001184 | 80.6337 | 2026-09-01 | GBP | V1.0 | APPROVED BASELINE | Frozen QSOR V1 position used as V2 immutable model base.
QSOR-0001185 | 96.3659 | 2026-09-01 | GBP | V1.0 | APPROVED BASELINE | Frozen QSOR V1 position used as V2 immutable model base.
QSOR-0001186 | 134.1174 | 2026-09-01 | GBP | V1.0 | APPROVED BASELINE | Frozen QSOR V1 position used as V2 immutable model base.
QSOR-0001187 | 189.1211 | 2026-09-01 | GBP | V1.0 | APPROVED BASELINE | Frozen QSOR V1 position used as V2 immutable model base.
QSOR-0001188 | 17.1132 | 2026-09-01 | GBP | V1.0 | APPROVED BASELINE | Frozen QSOR V1 position used as V2 immutable model base.
QSOR-0001189 | 19.634 | 2026-09-01 | GBP | V1.0 | APPROVED BASELINE | Frozen QSOR V1 position used as V2 immutable model base.
QSOR-0001190 | 31.4853 | 2026-09-01 | GBP | V1.0 | APPROVED BASELINE | Frozen QSOR V1 position used as V2 immutable model base.
QSOR-0001191 | 47.9122 | 2026-09-01 | GBP | V1.0 | APPROVED BASELINE | Frozen QSOR V1 position used as V2 immutable model base.
QSOR-0001192 | 70.4505 | 2026-09-01 | GBP | V1.0 | APPROVED BASELINE | Frozen QSOR V1 position used as V2 immutable model base.
QSOR-0001193 | 85.9383 | 2026-09-01 | GBP | V1.0 | APPROVED BASELINE | Frozen QSOR V1 position used as V2 immutable model base.
QSOR-0001194 | 17.8248 | 2026-09-01 | GBP | V1.0 | APPROVED BASELINE | Frozen QSOR V1 position used as V2 immutable model base.
QSOR-0001195 | 22.9169 | 2026-09-01 | GBP | V1.0 | APPROVED BASELINE | Frozen QSOR V1 position used as V2 immutable model base.
QSOR-0001196 | 31.4885 | 2026-09-01 | GBP | V1.0 | APPROVED BASELINE | Frozen QSOR V1 position used as V2 immutable model base.
QSOR-0001197 | 44.9427 | 2026-09-01 | GBP | V1.0 | APPROVED BASELINE | Frozen QSOR V1 position used as V2 immutable model base.
QSOR-0001198 | 55.0762 | 2026-09-01 | GBP | V1.0 | APPROVED BASELINE | Frozen QSOR V1 position used as V2 immutable model base.
QSOR-0001199 | 76.3727 | 2026-09-01 | GBP | V1.0 | APPROVED BASELINE | Frozen QSOR V1 position used as V2 immutable model base.
QSOR-0001200 | 107.2467 | 2026-09-01 | GBP | V1.0 | APPROVED BASELINE | Frozen QSOR V1 position used as V2 immutable model base.
QSOR-0001201 | 103.5747 | 2026-09-01 | GBP | V1.0 | APPROVED BASELINE | Frozen QSOR V1 position used as V2 immutable model base.
QSOR-0001202 | 129.3006 | 2026-09-01 | GBP | V1.0 | APPROVED BASELINE | Frozen QSOR V1 position used as V2 immutable model base.
QSOR-0001203 | 153.3383 | 2026-09-01 | GBP | V1.0 | APPROVED BASELINE | Frozen QSOR V1 position used as V2 immutable model base.
QSOR-0001204 | 224.491 | 2026-09-01 | GBP | V1.0 | APPROVED BASELINE | Frozen QSOR V1 position used as V2 immutable model base.
QSOR-0001205 | 263.6503 | 2026-09-01 | GBP | V1.0 | APPROVED BASELINE | Frozen QSOR V1 position used as V2 immutable model base.
QSOR-0001206 | 17.8249 | 2026-09-01 | GBP | V1.0 | APPROVED BASELINE | Frozen QSOR V1 position used as V2 immutable model base.
QSOR-0001207 | 22.5493 | 2026-09-01 | GBP | V1.0 | APPROVED BASELINE | Frozen QSOR V1 position used as V2 immutable model base.
QSOR-0001208 | 27.7333 | 2026-09-01 | GBP | V1.0 | APPROVED BASELINE | Frozen QSOR V1 position used as V2 immutable model base.
QSOR-0001209 | 34.4022 | 2026-09-01 | GBP | V1.0 | APPROVED BASELINE | Frozen QSOR V1 position used as V2 immutable model base.
QSOR-0001210 | 39.2868 | 2026-09-01 | GBP | V1.0 | APPROVED BASELINE | Frozen QSOR V1 position used as V2 immutable model base.
QSOR-0001211 | 49.5655 | 2026-09-01 | GBP | V1.0 | APPROVED BASELINE | Frozen QSOR V1 position used as V2 immutable model base.
QSOR-0001212 | 11.6408 | 2026-09-01 | GBP | V1.0 | APPROVED BASELINE | Frozen QSOR V1 position used as V2 immutable model base.
QSOR-0001213 | 12.6131 | 2026-09-01 | GBP | V1.0 | APPROVED BASELINE | Frozen QSOR V1 position used as V2 immutable model base.
QSOR-0001214 | 15.1918 | 2026-09-01 | GBP | V1.0 | APPROVED BASELINE | Frozen QSOR V1 position used as V2 immutable model base.
QSOR-0001215 | 20.229 | 2026-09-01 | GBP | V1.0 | APPROVED BASELINE | Frozen QSOR V1 position used as V2 immutable model base.
QSOR-0001216 | 20.9235 | 2026-09-01 | GBP | V1.0 | APPROVED BASELINE | Frozen QSOR V1 position used as V2 immutable model base.
QSOR-0001217 | 33.7048 | 2026-09-01 | GBP | V1.0 | APPROVED BASELINE | Frozen QSOR V1 position used as V2 immutable model base.
QSOR-0001218 | 39.4739 | 2026-09-01 | GBP | V1.0 | APPROVED BASELINE | Frozen QSOR V1 position used as V2 immutable model base.
QSOR-0001219 | 49.4624 | 2026-09-01 | GBP | V1.0 | APPROVED BASELINE | Frozen QSOR V1 position used as V2 immutable model base.
QSOR-0001220 | 56.0365 | 2026-09-01 | GBP | V1.0 | APPROVED BASELINE | Frozen QSOR V1 position used as V2 immutable model base.
QSOR-0001221 | 64.7475 | 2026-09-01 | GBP | V1.0 | APPROVED BASELINE | Frozen QSOR V1 position used as V2 immutable model base.
QSOR-0001222 | 21.2866 | 2026-09-01 | GBP | V1.0 | APPROVED BASELINE | Frozen QSOR V1 position used as V2 immutable model base.
QSOR-0001223 | 27.8909 | 2026-09-01 | GBP | V1.0 | APPROVED BASELINE | Frozen QSOR V1 position used as V2 immutable model base.
QSOR-0001224 | 35.8973 | 2026-09-01 | GBP | V1.0 | APPROVED BASELINE | Frozen QSOR V1 position used as V2 immutable model base.
QSOR-0001225 | 54.8821 | 2026-09-01 | GBP | V1.0 | APPROVED BASELINE | Frozen QSOR V1 position used as V2 immutable model base.
QSOR-0001226 | 66.657 | 2026-09-01 | GBP | V1.0 | APPROVED BASELINE | Frozen QSOR V1 position used as V2 immutable model base.
QSOR-0001227 | 78.9057 | 2026-09-01 | GBP | V1.0 | APPROVED BASELINE | Frozen QSOR V1 position used as V2 immutable model base.
QSOR-0001228 | 25.3566 | 2026-09-01 | GBP | V1.0 | APPROVED BASELINE | Frozen QSOR V1 position used as V2 immutable model base.
QSOR-0001229 | 30.3609 | 2026-09-01 | GBP | V1.0 | APPROVED BASELINE | Frozen QSOR V1 position used as V2 immutable model base.
QSOR-0001230 | 40.2408 | 2026-09-01 | GBP | V1.0 | APPROVED BASELINE | Frozen QSOR V1 position used as V2 immutable model base.
QSOR-0001231 | 55.6344 | 2026-09-01 | GBP | V1.0 | APPROVED BASELINE | Frozen QSOR V1 position used as V2 immutable model base.
QSOR-0001232 | 65.0883 | 2026-09-01 | GBP | V1.0 | APPROVED BASELINE | Frozen QSOR V1 position used as V2 immutable model base.
QSOR-0001233 | 89.7171 | 2026-09-01 | GBP | V1.0 | APPROVED BASELINE | Frozen QSOR V1 position used as V2 immutable model base.
QSOR-0001234 | 7.8619 | 2026-09-01 | GBP | V1.0 | APPROVED BASELINE | Frozen QSOR V1 position used as V2 immutable model base.
QSOR-0001235 | 11.7443 | 2026-09-01 | GBP | V1.0 | APPROVED BASELINE | Frozen QSOR V1 position used as V2 immutable model base.
QSOR-0001236 | 14.6995 | 2026-09-01 | GBP | V1.0 | APPROVED BASELINE | Frozen QSOR V1 position used as V2 immutable model base.
QSOR-0001237 | 17.7281 | 2026-09-01 | GBP | V1.0 | APPROVED BASELINE | Frozen QSOR V1 position used as V2 immutable model base.
QSOR-0001238 | 19.6971 | 2026-09-01 | GBP | V1.0 | APPROVED BASELINE | Frozen QSOR V1 position used as V2 immutable model base.
QSOR-0001239 | 24.6983 | 2026-09-01 | GBP | V1.0 | APPROVED BASELINE | Frozen QSOR V1 position used as V2 immutable model base.
QSOR-0001240 | 14.1917 | 2026-09-01 | GBP | V1.0 | APPROVED BASELINE | Frozen QSOR V1 position used as V2 immutable model base.
QSOR-0001241 | 17.3845 | 2026-09-01 | GBP | V1.0 | APPROVED BASELINE | Frozen QSOR V1 position used as V2 immutable model base.
QSOR-0001242 | 18.6462 | 2026-09-01 | GBP | V1.0 | APPROVED BASELINE | Frozen QSOR V1 position used as V2 immutable model base.
QSOR-0001243 | 23.3064 | 2026-09-01 | GBP | V1.0 | APPROVED BASELINE | Frozen QSOR V1 position used as V2 immutable model base.
QSOR-0001244 | 41.4592 | 2026-09-01 | GBP | V1.0 | APPROVED BASELINE | Frozen QSOR V1 position used as V2 immutable model base.
QSOR-0001245 | 52.7377 | 2026-09-01 | GBP | V1.0 | APPROVED BASELINE | Frozen QSOR V1 position used as V2 immutable model base.
QSOR-0001246 | 95.9256 | 2026-09-01 | GBP | V1.0 | APPROVED BASELINE | Frozen QSOR V1 position used as V2 immutable model base.
QSOR-0001247 | 146.5523 | 2026-09-01 | GBP | V1.0 | APPROVED BASELINE | Frozen QSOR V1 position used as V2 immutable model base.
QSOR-0001248 | 45.6339 | 2026-09-01 | GBP | V1.0 | APPROVED BASELINE | Frozen QSOR V1 position used as V2 immutable model base.
QSOR-0001249 | 51.8396 | 2026-09-01 | GBP | V1.0 | APPROVED BASELINE | Frozen QSOR V1 position used as V2 immutable model base.
QSOR-0001250 | 67.6817 | 2026-09-01 | GBP | V1.0 | APPROVED BASELINE | Frozen QSOR V1 position used as V2 immutable model base.
QSOR-0001251 | 101.9455 | 2026-09-01 | GBP | V1.0 | APPROVED BASELINE | Frozen QSOR V1 position used as V2 immutable model base.
QSOR-0001252 | 126.172 | 2026-09-01 | GBP | V1.0 | APPROVED BASELINE | Frozen QSOR V1 position used as V2 immutable model base.
QSOR-0001253 | 165.2852 | 2026-09-01 | GBP | V1.0 | APPROVED BASELINE | Frozen QSOR V1 position used as V2 immutable model base.
QSOR-0001254 | 160.6082 | 2026-09-01 | GBP | V1.0 | APPROVED BASELINE | Frozen QSOR V1 position used as V2 immutable model base.
QSOR-0001255 | 193.1872 | 2026-09-01 | GBP | V1.0 | APPROVED BASELINE | Frozen QSOR V1 position used as V2 immutable model base.
QSOR-0001256 | 323.366 | 2026-09-01 | GBP | V1.0 | APPROVED BASELINE | Frozen QSOR V1 position used as V2 immutable model base.
QSOR-0001257 | 402.334 | 2026-09-01 | GBP | V1.0 | APPROVED BASELINE | Frozen QSOR V1 position used as V2 immutable model base.
QSOR-0001258 | 29.448 | 2026-09-01 | GBP | V1.0 | APPROVED BASELINE | Frozen QSOR V1 position used as V2 immutable model base.
QSOR-0001259 | 33.5911 | 2026-09-01 | GBP | V1.0 | APPROVED BASELINE | Frozen QSOR V1 position used as V2 immutable model base.
QSOR-0001260 | 50.7598 | 2026-09-01 | GBP | V1.0 | APPROVED BASELINE | Frozen QSOR V1 position used as V2 immutable model base.
QSOR-0001261 | 66.6261 | 2026-09-01 | GBP | V1.0 | APPROVED BASELINE | Frozen QSOR V1 position used as V2 immutable model base.
QSOR-0001262 | 81.3288 | 2026-09-01 | GBP | V1.0 | APPROVED BASELINE | Frozen QSOR V1 position used as V2 immutable model base.
QSOR-0001263 | 48.0411 | 2026-09-01 | GBP | V1.0 | APPROVED BASELINE | Frozen QSOR V1 position used as V2 immutable model base.
QSOR-0001264 | 53.5158 | 2026-09-01 | GBP | V1.0 | APPROVED BASELINE | Frozen QSOR V1 position used as V2 immutable model base.
QSOR-0001265 | 69.8001 | 2026-09-01 | GBP | V1.0 | APPROVED BASELINE | Frozen QSOR V1 position used as V2 immutable model base.
QSOR-0001266 | 13.4187 | 2026-09-01 | GBP | V1.0 | APPROVED BASELINE | Frozen QSOR V1 position used as V2 immutable model base.
QSOR-0001267 | 15.6273 | 2026-09-01 | GBP | V1.0 | APPROVED BASELINE | Frozen QSOR V1 position used as V2 immutable model base.
QSOR-0001268 | 20.7051 | 2026-09-01 | GBP | V1.0 | APPROVED BASELINE | Frozen QSOR V1 position used as V2 immutable model base.
QSOR-0001269 | 33.2893 | 2026-09-01 | GBP | V1.0 | APPROVED BASELINE | Frozen QSOR V1 position used as V2 immutable model base.
QSOR-0001270 | 45.5842 | 2026-09-01 | GBP | V1.0 | APPROVED BASELINE | Frozen QSOR V1 position used as V2 immutable model base.
QSOR-0001271 | 78.4557 | 2026-09-01 | GBP | V1.0 | APPROVED BASELINE | Frozen QSOR V1 position used as V2 immutable model base.
QSOR-0001272 | 23.2434 | 2026-09-01 | GBP | V1.0 | APPROVED BASELINE | Frozen QSOR V1 position used as V2 immutable model base.
QSOR-0001273 | 26.5729 | 2026-09-01 | GBP | V1.0 | APPROVED BASELINE | Frozen QSOR V1 position used as V2 immutable model base.
QSOR-0001274 | 30.057 | 2026-09-01 | GBP | V1.0 | APPROVED BASELINE | Frozen QSOR V1 position used as V2 immutable model base.
QSOR-0001275 | 66.9402 | 2026-09-01 | GBP | V1.0 | APPROVED BASELINE | Frozen QSOR V1 position used as V2 immutable model base.
QSOR-0001276 | 79.7454 | 2026-09-01 | GBP | V1.0 | APPROVED BASELINE | Frozen QSOR V1 position used as V2 immutable model base.
QSOR-0001277 | 87.9754 | 2026-09-01 | GBP | V1.0 | APPROVED BASELINE | Frozen QSOR V1 position used as V2 immutable model base.
QSOR-0001278 | 106.9814 | 2026-09-01 | GBP | V1.0 | APPROVED BASELINE | Frozen QSOR V1 position used as V2 immutable model base.
QSOR-0001279 | 117.1545 | 2026-09-01 | GBP | V1.0 | APPROVED BASELINE | Frozen QSOR V1 position used as V2 immutable model base.
QSOR-0001280 | 136.3169 | 2026-09-01 | GBP | V1.0 | APPROVED BASELINE | Frozen QSOR V1 position used as V2 immutable model base.
QSOR-0001281 | 160.8533 | 2026-09-01 | GBP | V1.0 | APPROVED BASELINE | Frozen QSOR V1 position used as V2 immutable model base.
QSOR-0001282 | 194.04 | 2026-09-01 | GBP | V1.0 | APPROVED BASELINE | Frozen QSOR V1 position used as V2 immutable model base.
QSOR-0001283 | 252.6626 | 2026-09-01 | GBP | V1.0 | APPROVED BASELINE | Frozen QSOR V1 position used as V2 immutable model base.
QSOR-0001284 | 340.1086 | 2026-09-01 | GBP | V1.0 | APPROVED BASELINE | Frozen QSOR V1 position used as V2 immutable model base.
QSOR-0001285 | 478.1803 | 2026-09-01 | GBP | V1.0 | APPROVED BASELINE | Frozen QSOR V1 position used as V2 immutable model base.
QSOR-0001286 | 15.1167 | 2026-09-01 | GBP | V1.0 | APPROVED BASELINE | Frozen QSOR V1 position used as V2 immutable model base.
QSOR-0001287 | 16.3247 | 2026-09-01 | GBP | V1.0 | APPROVED BASELINE | Frozen QSOR V1 position used as V2 immutable model base.
QSOR-0001288 | 21.648 | 2026-09-01 | GBP | V1.0 | APPROVED BASELINE | Frozen QSOR V1 position used as V2 immutable model base.
QSOR-0001289 | 23.4711 | 2026-09-01 | GBP | V1.0 | APPROVED BASELINE | Frozen QSOR V1 position used as V2 immutable model base.
QSOR-0001290 | 31.2716 | 2026-09-01 | GBP | V1.0 | APPROVED BASELINE | Frozen QSOR V1 position used as V2 immutable model base.
QSOR-0001291 | 37.7079 | 2026-09-01 | GBP | V1.0 | APPROVED BASELINE | Frozen QSOR V1 position used as V2 immutable model base.
QSOR-0001292 | 12.6055 | 2026-09-01 | GBP | V1.0 | APPROVED BASELINE | Frozen QSOR V1 position used as V2 immutable model base.
QSOR-0001293 | 16.8682 | 2026-09-01 | GBP | V1.0 | APPROVED BASELINE | Frozen QSOR V1 position used as V2 immutable model base.
QSOR-0001294 | 22.134 | 2026-09-01 | GBP | V1.0 | APPROVED BASELINE | Frozen QSOR V1 position used as V2 immutable model base.
QSOR-0001295 | 29.9232 | 2026-09-01 | GBP | V1.0 | APPROVED BASELINE | Frozen QSOR V1 position used as V2 immutable model base.
QSOR-0001296 | 35.5361 | 2026-09-01 | GBP | V1.0 | APPROVED BASELINE | Frozen QSOR V1 position used as V2 immutable model base.
QSOR-0001297 | 17.2508 | 2026-09-01 | GBP | V1.0 | APPROVED BASELINE | Frozen QSOR V1 position used as V2 immutable model base.
QSOR-0001298 | 22.3519 | 2026-09-01 | GBP | V1.0 | APPROVED BASELINE | Frozen QSOR V1 position used as V2 immutable model base.
QSOR-0001299 | 22.4393 | 2026-09-01 | GBP | V1.0 | APPROVED BASELINE | Frozen QSOR V1 position used as V2 immutable model base.
QSOR-0001300 | 23.6035 | 2026-09-01 | GBP | V1.0 | APPROVED BASELINE | Frozen QSOR V1 position used as V2 immutable model base.
QSOR-0001301 | 25.9672 | 2026-09-01 | GBP | V1.0 | APPROVED BASELINE | Frozen QSOR V1 position used as V2 immutable model base.
QSOR-0001302 | 30.0587 | 2026-09-01 | GBP | V1.0 | APPROVED BASELINE | Frozen QSOR V1 position used as V2 immutable model base.
QSOR-0001303 | 31.2883 | 2026-09-01 | GBP | V1.0 | APPROVED BASELINE | Frozen QSOR V1 position used as V2 immutable model base.
QSOR-0001304 | 31.2151 | 2026-09-01 | GBP | V1.0 | APPROVED BASELINE | Frozen QSOR V1 position used as V2 immutable model base.
QSOR-0001305 | 36.9011 | 2026-09-01 | GBP | V1.0 | APPROVED BASELINE | Frozen QSOR V1 position used as V2 immutable model base.
QSOR-0001306 | 40.4788 | 2026-09-01 | GBP | V1.0 | APPROVED BASELINE | Frozen QSOR V1 position used as V2 immutable model base.
QSOR-0001307 | 15.2584 | 2026-09-01 | GBP | V1.0 | APPROVED BASELINE | Frozen QSOR V1 position used as V2 immutable model base.
QSOR-0001308 | 16.6516 | 2026-09-01 | GBP | V1.0 | APPROVED BASELINE | Frozen QSOR V1 position used as V2 immutable model base.
QSOR-0001309 | 22.7036 | 2026-09-01 | GBP | V1.0 | APPROVED BASELINE | Frozen QSOR V1 position used as V2 immutable model base.
QSOR-0001310 | 30.0391 | 2026-09-01 | GBP | V1.0 | APPROVED BASELINE | Frozen QSOR V1 position used as V2 immutable model base.
QSOR-0001311 | 44.3332 | 2026-09-01 | GBP | V1.0 | APPROVED BASELINE | Frozen QSOR V1 position used as V2 immutable model base.
QSOR-0001312 | 57.0177 | 2026-09-01 | GBP | V1.0 | APPROVED BASELINE | Frozen QSOR V1 position used as V2 immutable model base.
QSOR-0001313 | 25.1418 | 2026-09-01 | GBP | V1.0 | APPROVED BASELINE | Frozen QSOR V1 position used as V2 immutable model base.
QSOR-0001314 | 27.1745 | 2026-09-01 | GBP | V1.0 | APPROVED BASELINE | Frozen QSOR V1 position used as V2 immutable model base.
QSOR-0001315 | 33.2448 | 2026-09-01 | GBP | V1.0 | APPROVED BASELINE | Frozen QSOR V1 position used as V2 immutable model base.
QSOR-0001316 | 40.8136 | 2026-09-01 | GBP | V1.0 | APPROVED BASELINE | Frozen QSOR V1 position used as V2 immutable model base.
QSOR-0001317 | 60.4746 | 2026-09-01 | GBP | V1.0 | APPROVED BASELINE | Frozen QSOR V1 position used as V2 immutable model base.
QSOR-0001318 | 72.8942 | 2026-09-01 | GBP | V1.0 | APPROVED BASELINE | Frozen QSOR V1 position used as V2 immutable model base.
QSOR-0001319 | 26.7777 | 2026-09-01 | GBP | V1.0 | APPROVED BASELINE | Frozen QSOR V1 position used as V2 immutable model base.
QSOR-0001320 | 31.5243 | 2026-09-01 | GBP | V1.0 | APPROVED BASELINE | Frozen QSOR V1 position used as V2 immutable model base.
QSOR-0001321 | 37.3345 | 2026-09-01 | GBP | V1.0 | APPROVED BASELINE | Frozen QSOR V1 position used as V2 immutable model base.
QSOR-0001322 | 40.0142 | 2026-09-01 | GBP | V1.0 | APPROVED BASELINE | Frozen QSOR V1 position used as V2 immutable model base.
QSOR-0001323 | 42.7624 | 2026-09-01 | GBP | V1.0 | APPROVED BASELINE | Frozen QSOR V1 position used as V2 immutable model base.
QSOR-0001324 | 55.4388 | 2026-09-01 | GBP | V1.0 | APPROVED BASELINE | Frozen QSOR V1 position used as V2 immutable model base.
QSOR-0001325 | 60.4602 | 2026-09-01 | GBP | V1.0 | APPROVED BASELINE | Frozen QSOR V1 position used as V2 immutable model base.
QSOR-0001326 | 87.4093 | 2026-09-01 | GBP | V1.0 | APPROVED BASELINE | Frozen QSOR V1 position used as V2 immutable model base.
QSOR-0001327 | 88.6234 | 2026-09-01 | GBP | V1.0 | APPROVED BASELINE | Frozen QSOR V1 position used as V2 immutable model base.
QSOR-0001328 | 14.6036 | 2026-09-01 | GBP | V1.0 | APPROVED BASELINE | Frozen QSOR V1 position used as V2 immutable model base.
QSOR-0001329 | 17.9425 | 2026-09-01 | GBP | V1.0 | APPROVED BASELINE | Frozen QSOR V1 position used as V2 immutable model base.
QSOR-0001330 | 25.2636 | 2026-09-01 | GBP | V1.0 | APPROVED BASELINE | Frozen QSOR V1 position used as V2 immutable model base.
QSOR-0001331 | 33.64 | 2026-09-01 | GBP | V1.0 | APPROVED BASELINE | Frozen QSOR V1 position used as V2 immutable model base.
QSOR-0001332 | 43.2898 | 2026-09-01 | GBP | V1.0 | APPROVED BASELINE | Frozen QSOR V1 position used as V2 immutable model base.
QSOR-0001333 | 74.6712 | 2026-09-01 | GBP | V1.0 | APPROVED BASELINE | Frozen QSOR V1 position used as V2 immutable model base.
QSOR-0001334 | 65.1134 | 2026-09-01 | GBP | V1.0 | APPROVED BASELINE | Frozen QSOR V1 position used as V2 immutable model base.
QSOR-0001335 | 78.8671 | 2026-09-01 | GBP | V1.0 | APPROVED BASELINE | Frozen QSOR V1 position used as V2 immutable model base.
QSOR-0001336 | 98.2971 | 2026-09-01 | GBP | V1.0 | APPROVED BASELINE | Frozen QSOR V1 position used as V2 immutable model base.
QSOR-0001337 | 144.8076 | 2026-09-01 | GBP | V1.0 | APPROVED BASELINE | Frozen QSOR V1 position used as V2 immutable model base.
QSOR-0001338 | 215.0349 | 2026-09-01 | GBP | V1.0 | APPROVED BASELINE | Frozen QSOR V1 position used as V2 immutable model base.
QSOR-0001339 | 286.5357 | 2026-09-01 | GBP | V1.0 | APPROVED BASELINE | Frozen QSOR V1 position used as V2 immutable model base.
QSOR-0001340 | 21.1916 | 2026-09-01 | GBP | V1.0 | APPROVED BASELINE | Frozen QSOR V1 position used as V2 immutable model base.
QSOR-0001341 | 31.9603 | 2026-09-01 | GBP | V1.0 | APPROVED BASELINE | Frozen QSOR V1 position used as V2 immutable model base.
QSOR-0001342 | 89.2176 | 2026-09-01 | GBP | V1.0 | APPROVED BASELINE | Frozen QSOR V1 position used as V2 immutable model base.
QSOR-0001343 | 65.3182 | 2026-09-01 | GBP | V1.0 | APPROVED BASELINE | Frozen QSOR V1 position used as V2 immutable model base.
QSOR-0001344 | 73.902 | 2026-09-01 | GBP | V1.0 | APPROVED BASELINE | Frozen QSOR V1 position used as V2 immutable model base.
QSOR-0001345 | 94.8495 | 2026-09-01 | GBP | V1.0 | APPROVED BASELINE | Frozen QSOR V1 position used as V2 immutable model base.
QSOR-0001346 | 144.303 | 2026-09-01 | GBP | V1.0 | APPROVED BASELINE | Frozen QSOR V1 position used as V2 immutable model base.
QSOR-0001347 | 216.023 | 2026-09-01 | GBP | V1.0 | APPROVED BASELINE | Frozen QSOR V1 position used as V2 immutable model base.
QSOR-0001348 | 296.1134 | 2026-09-01 | GBP | V1.0 | APPROVED BASELINE | Frozen QSOR V1 position used as V2 immutable model base.
QSOR-0001349 | 32.8473 | 2026-09-01 | GBP | V1.0 | APPROVED BASELINE | Frozen QSOR V1 position used as V2 immutable model base.
QSOR-0001350 | 44.6105 | 2026-09-01 | GBP | V1.0 | APPROVED BASELINE | Frozen QSOR V1 position used as V2 immutable model base.
QSOR-0001351 | 92.6889 | 2026-09-01 | GBP | V1.0 | APPROVED BASELINE | Frozen QSOR V1 position used as V2 immutable model base.
QSOR-0001352 | 163.184 | 2026-09-01 | GBP | V1.0 | APPROVED BASELINE | Frozen QSOR V1 position used as V2 immutable model base.
QSOR-0001353 | 207.9061 | 2026-09-01 | GBP | V1.0 | APPROVED BASELINE | Frozen QSOR V1 position used as V2 immutable model base.
QSOR-0001354 | 299.4385 | 2026-09-01 | GBP | V1.0 | APPROVED BASELINE | Frozen QSOR V1 position used as V2 immutable model base.
QSOR-0001355 | 64.2961 | 2026-09-01 | GBP | V1.0 | APPROVED BASELINE | Frozen QSOR V1 position used as V2 immutable model base.
QSOR-0001356 | 79.8248 | 2026-09-01 | GBP | V1.0 | APPROVED BASELINE | Frozen QSOR V1 position used as V2 immutable model base.
QSOR-0001357 | 112.5118 | 2026-09-01 | GBP | V1.0 | APPROVED BASELINE | Frozen QSOR V1 position used as V2 immutable model base.
QSOR-0001358 | 207.9334 | 2026-09-01 | GBP | V1.0 | APPROVED BASELINE | Frozen QSOR V1 position used as V2 immutable model base.
QSOR-0001359 | 294.7072 | 2026-09-01 | GBP | V1.0 | APPROVED BASELINE | Frozen QSOR V1 position used as V2 immutable model base.
QSOR-0001360 | 482.0553 | 2026-09-01 | GBP | V1.0 | APPROVED BASELINE | Frozen QSOR V1 position used as V2 immutable model base.
QSOR-0001361 | 26.2973 | 2026-09-01 | GBP | V1.0 | APPROVED BASELINE | Frozen QSOR V1 position used as V2 immutable model base.
QSOR-0001362 | 30.864 | 2026-09-01 | GBP | V1.0 | APPROVED BASELINE | Frozen QSOR V1 position used as V2 immutable model base.
QSOR-0001363 | 36.0747 | 2026-09-01 | GBP | V1.0 | APPROVED BASELINE | Frozen QSOR V1 position used as V2 immutable model base.
QSOR-0001364 | 47.9741 | 2026-09-01 | GBP | V1.0 | APPROVED BASELINE | Frozen QSOR V1 position used as V2 immutable model base.
QSOR-0001365 | 54.6811 | 2026-09-01 | GBP | V1.0 | APPROVED BASELINE | Frozen QSOR V1 position used as V2 immutable model base.
QSOR-0001366 | 66.2476 | 2026-09-01 | GBP | V1.0 | APPROVED BASELINE | Frozen QSOR V1 position used as V2 immutable model base.
QSOR-0001367 | 30.3438 | 2026-09-01 | GBP | V1.0 | APPROVED BASELINE | Frozen QSOR V1 position used as V2 immutable model base.
QSOR-0001368 | 34.0529 | 2026-09-01 | GBP | V1.0 | APPROVED BASELINE | Frozen QSOR V1 position used as V2 immutable model base.
QSOR-0001369 | 36.2066 | 2026-09-01 | GBP | V1.0 | APPROVED BASELINE | Frozen QSOR V1 position used as V2 immutable model base.
QSOR-0001370 | 38.6607 | 2026-09-01 | GBP | V1.0 | APPROVED BASELINE | Frozen QSOR V1 position used as V2 immutable model base.
QSOR-0001371 | 44.0076 | 2026-09-01 | GBP | V1.0 | APPROVED BASELINE | Frozen QSOR V1 position used as V2 immutable model base.
QSOR-0001372 | 49.2781 | 2026-09-01 | GBP | V1.0 | APPROVED BASELINE | Frozen QSOR V1 position used as V2 immutable model base.
QSOR-0001373 | 15.7422 | 2026-09-01 | GBP | V1.0 | APPROVED BASELINE | Frozen QSOR V1 position used as V2 immutable model base.
QSOR-0001374 | 17.5162 | 2026-09-01 | GBP | V1.0 | APPROVED BASELINE | Frozen QSOR V1 position used as V2 immutable model base.
QSOR-0001375 | 21.1267 | 2026-09-01 | GBP | V1.0 | APPROVED BASELINE | Frozen QSOR V1 position used as V2 immutable model base.
QSOR-0001376 | 28.7736 | 2026-09-01 | GBP | V1.0 | APPROVED BASELINE | Frozen QSOR V1 position used as V2 immutable model base.
QSOR-0001377 | 32.0281 | 2026-09-01 | GBP | V1.0 | APPROVED BASELINE | Frozen QSOR V1 position used as V2 immutable model base.
QSOR-0001378 | 40.3487 | 2026-09-01 | GBP | V1.0 | APPROVED BASELINE | Frozen QSOR V1 position used as V2 immutable model base.
QSOR-0001379 | 23.1433 | 2026-09-01 | GBP | V1.0 | APPROVED BASELINE | Frozen QSOR V1 position used as V2 immutable model base.
QSOR-0001380 | 28.1058 | 2026-09-01 | GBP | V1.0 | APPROVED BASELINE | Frozen QSOR V1 position used as V2 immutable model base.
QSOR-0001381 | 32.2176 | 2026-09-01 | GBP | V1.0 | APPROVED BASELINE | Frozen QSOR V1 position used as V2 immutable model base.
QSOR-0001382 | 38.3262 | 2026-09-01 | GBP | V1.0 | APPROVED BASELINE | Frozen QSOR V1 position used as V2 immutable model base.
QSOR-0001383 | 46.3848 | 2026-09-01 | GBP | V1.0 | APPROVED BASELINE | Frozen QSOR V1 position used as V2 immutable model base.
QSOR-0001384 | 53.4426 | 2026-09-01 | GBP | V1.0 | APPROVED BASELINE | Frozen QSOR V1 position used as V2 immutable model base.
QSOR-0001385 | 30.0847 | 2026-09-01 | GBP | V1.0 | APPROVED BASELINE | Frozen QSOR V1 position used as V2 immutable model base.
QSOR-0001386 | 32.8119 | 2026-09-01 | GBP | V1.0 | APPROVED BASELINE | Frozen QSOR V1 position used as V2 immutable model base.
QSOR-0001387 | 38.2116 | 2026-09-01 | GBP | V1.0 | APPROVED BASELINE | Frozen QSOR V1 position used as V2 immutable model base.
QSOR-0001388 | 44.6885 | 2026-09-01 | GBP | V1.0 | APPROVED BASELINE | Frozen QSOR V1 position used as V2 immutable model base.
QSOR-0001389 | 78.5968 | 2026-09-01 | GBP | V1.0 | APPROVED BASELINE | Frozen QSOR V1 position used as V2 immutable model base.
QSOR-0001390 | 47.3163 | 2026-09-01 | GBP | V1.0 | APPROVED BASELINE | Frozen QSOR V1 position used as V2 immutable model base.
QSOR-0001391 | 63.7522 | 2026-09-01 | GBP | V1.0 | APPROVED BASELINE | Frozen QSOR V1 position used as V2 immutable model base.
QSOR-0001392 | 79.4825 | 2026-09-01 | GBP | V1.0 | APPROVED BASELINE | Frozen QSOR V1 position used as V2 immutable model base.
QSOR-0001393 | 115.9602 | 2026-09-01 | GBP | V1.0 | APPROVED BASELINE | Frozen QSOR V1 position used as V2 immutable model base.
QSOR-0001394 | 143.3668 | 2026-09-01 | GBP | V1.0 | APPROVED BASELINE | Frozen QSOR V1 position used as V2 immutable model base.
QSOR-0001395 | 205.2911 | 2026-09-01 | GBP | V1.0 | APPROVED BASELINE | Frozen QSOR V1 position used as V2 immutable model base.
QSOR-0001396 | 28.6217 | 2026-09-01 | GBP | V1.0 | APPROVED BASELINE | Frozen QSOR V1 position used as V2 immutable model base.
QSOR-0001397 | 31.9698 | 2026-09-01 | GBP | V1.0 | APPROVED BASELINE | Frozen QSOR V1 position used as V2 immutable model base.
QSOR-0001398 | 36.5983 | 2026-09-01 | GBP | V1.0 | APPROVED BASELINE | Frozen QSOR V1 position used as V2 immutable model base.
QSOR-0001399 | 66.6122 | 2026-09-01 | GBP | V1.0 | APPROVED BASELINE | Frozen QSOR V1 position used as V2 immutable model base.
QSOR-0001400 | 78.8795 | 2026-09-01 | GBP | V1.0 | APPROVED BASELINE | Frozen QSOR V1 position used as V2 immutable model base.
QSOR-0001401 | 121.7178 | 2026-09-01 | GBP | V1.0 | APPROVED BASELINE | Frozen QSOR V1 position used as V2 immutable model base.
QSOR-0001402 | 47.0607 | 2026-09-01 | GBP | V1.0 | APPROVED BASELINE | Frozen QSOR V1 position used as V2 immutable model base.
QSOR-0001403 | 57.3116 | 2026-09-01 | GBP | V1.0 | APPROVED BASELINE | Frozen QSOR V1 position used as V2 immutable model base.
QSOR-0001404 | 65.073 | 2026-09-01 | GBP | V1.0 | APPROVED BASELINE | Frozen QSOR V1 position used as V2 immutable model base.
QSOR-0001405 | 77.9975 | 2026-09-01 | GBP | V1.0 | APPROVED BASELINE | Frozen QSOR V1 position used as V2 immutable model base.
QSOR-0001406 | 94.9156 | 2026-09-01 | GBP | V1.0 | APPROVED BASELINE | Frozen QSOR V1 position used as V2 immutable model base.
QSOR-0001407 | 109.3412 | 2026-09-01 | GBP | V1.0 | APPROVED BASELINE | Frozen QSOR V1 position used as V2 immutable model base.
QSOR-0001408 | 29.7325 | 2026-09-01 | GBP | V1.0 | APPROVED BASELINE | Frozen QSOR V1 position used as V2 immutable model base.
QSOR-0001409 | 36.4005 | 2026-09-01 | GBP | V1.0 | APPROVED BASELINE | Frozen QSOR V1 position used as V2 immutable model base.
QSOR-0001410 | 41.3777 | 2026-09-01 | GBP | V1.0 | APPROVED BASELINE | Frozen QSOR V1 position used as V2 immutable model base.
QSOR-0001411 | 55.3139 | 2026-09-01 | GBP | V1.0 | APPROVED BASELINE | Frozen QSOR V1 position used as V2 immutable model base.
QSOR-0001412 | 64.0747 | 2026-09-01 | GBP | V1.0 | APPROVED BASELINE | Frozen QSOR V1 position used as V2 immutable model base.
QSOR-0001413 | 76.7528 | 2026-09-01 | GBP | V1.0 | APPROVED BASELINE | Frozen QSOR V1 position used as V2 immutable model base.
QSOR-0001414 | 27.2788 | 2026-09-01 | GBP | V1.0 | APPROVED BASELINE | Frozen QSOR V1 position used as V2 immutable model base.
QSOR-0001415 | 30.8809 | 2026-09-01 | GBP | V1.0 | APPROVED BASELINE | Frozen QSOR V1 position used as V2 immutable model base.
QSOR-0001416 | 33.9096 | 2026-09-01 | GBP | V1.0 | APPROVED BASELINE | Frozen QSOR V1 position used as V2 immutable model base.
QSOR-0001417 | 40.8268 | 2026-09-01 | GBP | V1.0 | APPROVED BASELINE | Frozen QSOR V1 position used as V2 immutable model base.
QSOR-0001418 | 51.4176 | 2026-09-01 | GBP | V1.0 | APPROVED BASELINE | Frozen QSOR V1 position used as V2 immutable model base.
QSOR-0001419 | 58.9355 | 2026-09-01 | GBP | V1.0 | APPROVED BASELINE | Frozen QSOR V1 position used as V2 immutable model base.
QSOR-0001420 | 19.1839 | 2026-09-01 | GBP | V1.0 | APPROVED BASELINE | Frozen QSOR V1 position used as V2 immutable model base.
QSOR-0001421 | 23.0694 | 2026-09-01 | GBP | V1.0 | APPROVED BASELINE | Frozen QSOR V1 position used as V2 immutable model base.
QSOR-0001422 | 29.5372 | 2026-09-01 | GBP | V1.0 | APPROVED BASELINE | Frozen QSOR V1 position used as V2 immutable model base.
QSOR-0001423 | 39.2082 | 2026-09-01 | GBP | V1.0 | APPROVED BASELINE | Frozen QSOR V1 position used as V2 immutable model base.
QSOR-0001424 | 46.5615 | 2026-09-01 | GBP | V1.0 | APPROVED BASELINE | Frozen QSOR V1 position used as V2 immutable model base.
QSOR-0001425 | 32.2651 | 2026-09-01 | GBP | V1.0 | APPROVED BASELINE | Frozen QSOR V1 position used as V2 immutable model base.
QSOR-0001426 | 32.9267 | 2026-09-01 | GBP | V1.0 | APPROVED BASELINE | Frozen QSOR V1 position used as V2 immutable model base.
QSOR-0001427 | 35.5376 | 2026-09-01 | GBP | V1.0 | APPROVED BASELINE | Frozen QSOR V1 position used as V2 immutable model base.
QSOR-0001428 | 36.4995 | 2026-09-01 | GBP | V1.0 | APPROVED BASELINE | Frozen QSOR V1 position used as V2 immutable model base.
QSOR-0001429 | 46.1446 | 2026-09-01 | GBP | V1.0 | APPROVED BASELINE | Frozen QSOR V1 position used as V2 immutable model base.
QSOR-0001430 | 51.2303 | 2026-09-01 | GBP | V1.0 | APPROVED BASELINE | Frozen QSOR V1 position used as V2 immutable model base.
QSOR-0001431 | 57.0013 | 2026-09-01 | GBP | V1.0 | APPROVED BASELINE | Frozen QSOR V1 position used as V2 immutable model base.
QSOR-0001432 | 33.274 | 2026-09-01 | GBP | V1.0 | APPROVED BASELINE | Frozen QSOR V1 position used as V2 immutable model base.
QSOR-0001433 | 41.2618 | 2026-09-01 | GBP | V1.0 | APPROVED BASELINE | Frozen QSOR V1 position used as V2 immutable model base.
QSOR-0001434 | 49.1197 | 2026-09-01 | GBP | V1.0 | APPROVED BASELINE | Frozen QSOR V1 position used as V2 immutable model base.
QSOR-0001435 | 69.4879 | 2026-09-01 | GBP | V1.0 | APPROVED BASELINE | Frozen QSOR V1 position used as V2 immutable model base.
QSOR-0001436 | 97.1218 | 2026-09-01 | GBP | V1.0 | APPROVED BASELINE | Frozen QSOR V1 position used as V2 immutable model base.
QSOR-0001437 | 125.5739 | 2026-09-01 | GBP | V1.0 | APPROVED BASELINE | Frozen QSOR V1 position used as V2 immutable model base.
QSOR-0001438 | 53.2537 | 2026-09-01 | GBP | V1.0 | APPROVED BASELINE | Frozen QSOR V1 position used as V2 immutable model base.
QSOR-0001439 | 59.7366 | 2026-09-01 | GBP | V1.0 | APPROVED BASELINE | Frozen QSOR V1 position used as V2 immutable model base.
QSOR-0001440 | 69.218 | 2026-09-01 | GBP | V1.0 | APPROVED BASELINE | Frozen QSOR V1 position used as V2 immutable model base.
QSOR-0001441 | 80.2378 | 2026-09-01 | GBP | V1.0 | APPROVED BASELINE | Frozen QSOR V1 position used as V2 immutable model base.
QSOR-0001442 | 106.3955 | 2026-09-01 | GBP | V1.0 | APPROVED BASELINE | Frozen QSOR V1 position used as V2 immutable model base.
QSOR-0001443 | 123.5674 | 2026-09-01 | GBP | V1.0 | APPROVED BASELINE | Frozen QSOR V1 position used as V2 immutable model base.
QSOR-0001444 | 59.9033 | 2026-09-01 | GBP | V1.0 | APPROVED BASELINE | Frozen QSOR V1 position used as V2 immutable model base.
QSOR-0001445 | 66.0205 | 2026-09-01 | GBP | V1.0 | APPROVED BASELINE | Frozen QSOR V1 position used as V2 immutable model base.
QSOR-0001446 | 71.7444 | 2026-09-01 | GBP | V1.0 | APPROVED BASELINE | Frozen QSOR V1 position used as V2 immutable model base.
QSOR-0001447 | 79.203 | 2026-09-01 | GBP | V1.0 | APPROVED BASELINE | Frozen QSOR V1 position used as V2 immutable model base.
QSOR-0001448 | 87.1387 | 2026-09-01 | GBP | V1.0 | APPROVED BASELINE | Frozen QSOR V1 position used as V2 immutable model base.
QSOR-0001449 | 95.8769 | 2026-09-01 | GBP | V1.0 | APPROVED BASELINE | Frozen QSOR V1 position used as V2 immutable model base.
QSOR-0001450 | 105.382 | 2026-09-01 | GBP | V1.0 | APPROVED BASELINE | Frozen QSOR V1 position used as V2 immutable model base.
QSOR-0001451 | 116.0403 | 2026-09-01 | GBP | V1.0 | APPROVED BASELINE | Frozen QSOR V1 position used as V2 immutable model base.
QSOR-0001452 | 127.6103 | 2026-09-01 | GBP | V1.0 | APPROVED BASELINE | Frozen QSOR V1 position used as V2 immutable model base.
QSOR-0001453 | 37.1448 | 2026-09-01 | GBP | V1.0 | APPROVED BASELINE | Frozen QSOR V1 position used as V2 immutable model base.
QSOR-0001454 | 42.5623 | 2026-09-01 | GBP | V1.0 | APPROVED BASELINE | Frozen QSOR V1 position used as V2 immutable model base.
QSOR-0001455 | 44.6158 | 2026-09-01 | GBP | V1.0 | APPROVED BASELINE | Frozen QSOR V1 position used as V2 immutable model base.
QSOR-0001456 | 47.4725 | 2026-09-01 | GBP | V1.0 | APPROVED BASELINE | Frozen QSOR V1 position used as V2 immutable model base.
QSOR-0001457 | 53.0381 | 2026-09-01 | GBP | V1.0 | APPROVED BASELINE | Frozen QSOR V1 position used as V2 immutable model base.
QSOR-0001458 | 59.4985 | 2026-09-01 | GBP | V1.0 | APPROVED BASELINE | Frozen QSOR V1 position used as V2 immutable model base.
QSOR-0001459 | 68.8112 | 2026-09-01 | GBP | V1.0 | APPROVED BASELINE | Frozen QSOR V1 position used as V2 immutable model base.
QSOR-0001460 | 82.0638 | 2026-09-01 | GBP | V1.0 | APPROVED BASELINE | Frozen QSOR V1 position used as V2 immutable model base.
QSOR-0001461 | 100.0352 | 2026-09-01 | GBP | V1.0 | APPROVED BASELINE | Frozen QSOR V1 position used as V2 immutable model base.
QSOR-0001462 | 163.4544 | 2026-09-01 | GBP | V1.0 | APPROVED BASELINE | Frozen QSOR V1 position used as V2 immutable model base.
QSOR-0001463 | 223.3935 | 2026-09-01 | GBP | V1.0 | APPROVED BASELINE | Frozen QSOR V1 position used as V2 immutable model base.
QSOR-0001464 | 259.5379 | 2026-09-01 | GBP | V1.0 | APPROVED BASELINE | Frozen QSOR V1 position used as V2 immutable model base.
QSOR-0001465 | 29.6061 | 2026-09-01 | GBP | V1.0 | APPROVED BASELINE | Frozen QSOR V1 position used as V2 immutable model base.
QSOR-0001466 | 34.1644 | 2026-09-01 | GBP | V1.0 | APPROVED BASELINE | Frozen QSOR V1 position used as V2 immutable model base.
QSOR-0001467 | 35.9957 | 2026-09-01 | GBP | V1.0 | APPROVED BASELINE | Frozen QSOR V1 position used as V2 immutable model base.
QSOR-0001468 | 37.8524 | 2026-09-01 | GBP | V1.0 | APPROVED BASELINE | Frozen QSOR V1 position used as V2 immutable model base.
QSOR-0001469 | 42.2119 | 2026-09-01 | GBP | V1.0 | APPROVED BASELINE | Frozen QSOR V1 position used as V2 immutable model base.
QSOR-0001470 | 47.1294 | 2026-09-01 | GBP | V1.0 | APPROVED BASELINE | Frozen QSOR V1 position used as V2 immutable model base.
QSOR-0001471 | 54.0985 | 2026-09-01 | GBP | V1.0 | APPROVED BASELINE | Frozen QSOR V1 position used as V2 immutable model base.
QSOR-0001472 | 64.6875 | 2026-09-01 | GBP | V1.0 | APPROVED BASELINE | Frozen QSOR V1 position used as V2 immutable model base.
QSOR-0001473 | 79.0076 | 2026-09-01 | GBP | V1.0 | APPROVED BASELINE | Frozen QSOR V1 position used as V2 immutable model base.
QSOR-0001474 | 129.812 | 2026-09-01 | GBP | V1.0 | APPROVED BASELINE | Frozen QSOR V1 position used as V2 immutable model base.
QSOR-0001475 | 177.7355 | 2026-09-01 | GBP | V1.0 | APPROVED BASELINE | Frozen QSOR V1 position used as V2 immutable model base.
QSOR-0001476 | 206.2671 | 2026-09-01 | GBP | V1.0 | APPROVED BASELINE | Frozen QSOR V1 position used as V2 immutable model base.
QSOR-0001477 | 8.1756 | 2026-09-01 | GBP | V1.0 | APPROVED BASELINE | Frozen QSOR V1 position used as V2 immutable model base.
QSOR-0001478 | 8.4783 | 2026-09-01 | GBP | V1.0 | APPROVED BASELINE | Frozen QSOR V1 position used as V2 immutable model base.
QSOR-0001479 | 9.1999 | 2026-09-01 | GBP | V1.0 | APPROVED BASELINE | Frozen QSOR V1 position used as V2 immutable model base.
QSOR-0001480 | 10.9017 | 2026-09-01 | GBP | V1.0 | APPROVED BASELINE | Frozen QSOR V1 position used as V2 immutable model base.
QSOR-0001481 | 13.2386 | 2026-09-01 | GBP | V1.0 | APPROVED BASELINE | Frozen QSOR V1 position used as V2 immutable model base.
QSOR-0001482 | 14.7522 | 2026-09-01 | GBP | V1.0 | APPROVED BASELINE | Frozen QSOR V1 position used as V2 immutable model base.
QSOR-0001483 | 19.3611 | 2026-09-01 | GBP | V1.0 | APPROVED BASELINE | Frozen QSOR V1 position used as V2 immutable model base.
QSOR-0001484 | 24.9461 | 2026-09-01 | GBP | V1.0 | APPROVED BASELINE | Frozen QSOR V1 position used as V2 immutable model base.
QSOR-0001485 | 30.0981 | 2026-09-01 | GBP | V1.0 | APPROVED BASELINE | Frozen QSOR V1 position used as V2 immutable model base.
QSOR-0001486 | 43.9725 | 2026-09-01 | GBP | V1.0 | APPROVED BASELINE | Frozen QSOR V1 position used as V2 immutable model base.
QSOR-0001487 | 48.7968 | 2026-09-01 | GBP | V1.0 | APPROVED BASELINE | Frozen QSOR V1 position used as V2 immutable model base.
QSOR-0001488 | 50.9045 | 2026-09-01 | GBP | V1.0 | APPROVED BASELINE | Frozen QSOR V1 position used as V2 immutable model base.
QSOR-0001489 | 54.7845 | 2026-09-01 | GBP | V1.0 | APPROVED BASELINE | Frozen QSOR V1 position used as V2 immutable model base.
QSOR-0001490 | 57.8874 | 2026-09-01 | GBP | V1.0 | APPROVED BASELINE | Frozen QSOR V1 position used as V2 immutable model base.
QSOR-0001491 | 65.0042 | 2026-09-01 | GBP | V1.0 | APPROVED BASELINE | Frozen QSOR V1 position used as V2 immutable model base.
QSOR-0001492 | 84.9878 | 2026-09-01 | GBP | V1.0 | APPROVED BASELINE | Frozen QSOR V1 position used as V2 immutable model base.
QSOR-0001493 | 109.9955 | 2026-09-01 | GBP | V1.0 | APPROVED BASELINE | Frozen QSOR V1 position used as V2 immutable model base.
QSOR-0001494 | 128.6511 | 2026-09-01 | GBP | V1.0 | APPROVED BASELINE | Frozen QSOR V1 position used as V2 immutable model base.
QSOR-0001495 | 204.5337 | 2026-09-01 | GBP | V1.0 | APPROVED BASELINE | Frozen QSOR V1 position used as V2 immutable model base.
QSOR-0001496 | 222.0601 | 2026-09-01 | GBP | V1.0 | APPROVED BASELINE | Frozen QSOR V1 position used as V2 immutable model base.
QSOR-0001497 | 22.661 | 2026-09-01 | GBP | V1.0 | APPROVED BASELINE | Frozen QSOR V1 position used as V2 immutable model base.
QSOR-0001498 | 30.977 | 2026-09-01 | GBP | V1.0 | APPROVED BASELINE | Frozen QSOR V1 position used as V2 immutable model base.
QSOR-0001499 | 34.8944 | 2026-09-01 | GBP | V1.0 | APPROVED BASELINE | Frozen QSOR V1 position used as V2 immutable model base.
QSOR-0001500 | 42.3558 | 2026-09-01 | GBP | V1.0 | APPROVED BASELINE | Frozen QSOR V1 position used as V2 immutable model base.
QSOR-0001501 | 48.3153 | 2026-09-01 | GBP | V1.0 | APPROVED BASELINE | Frozen QSOR V1 position used as V2 immutable model base.
QSOR-0001502 | 58.9145 | 2026-09-01 | GBP | V1.0 | APPROVED BASELINE | Frozen QSOR V1 position used as V2 immutable model base.
QSOR-0001503 | 80.8495 | 2026-09-01 | GBP | V1.0 | APPROVED BASELINE | Frozen QSOR V1 position used as V2 immutable model base.
QSOR-0001504 | 100.7941 | 2026-09-01 | GBP | V1.0 | APPROVED BASELINE | Frozen QSOR V1 position used as V2 immutable model base.
QSOR-0001505 | 148.6499 | 2026-09-01 | GBP | V1.0 | APPROVED BASELINE | Frozen QSOR V1 position used as V2 immutable model base.
QSOR-0001506 | 214.9384 | 2026-09-01 | GBP | V1.0 | APPROVED BASELINE | Frozen QSOR V1 position used as V2 immutable model base.
QSOR-0001507 | 293.1155 | 2026-09-01 | GBP | V1.0 | APPROVED BASELINE | Frozen QSOR V1 position used as V2 immutable model base.
QSOR-0001508 | 29.4885 | 2026-09-01 | GBP | V1.0 | APPROVED BASELINE | Frozen QSOR V1 position used as V2 immutable model base.
QSOR-0001509 | 38.787 | 2026-09-01 | GBP | V1.0 | APPROVED BASELINE | Frozen QSOR V1 position used as V2 immutable model base.
QSOR-0001510 | 47.2784 | 2026-09-01 | GBP | V1.0 | APPROVED BASELINE | Frozen QSOR V1 position used as V2 immutable model base.
QSOR-0001511 | 58.1047 | 2026-09-01 | GBP | V1.0 | APPROVED BASELINE | Frozen QSOR V1 position used as V2 immutable model base.
QSOR-0001512 | 69.6392 | 2026-09-01 | GBP | V1.0 | APPROVED BASELINE | Frozen QSOR V1 position used as V2 immutable model base.
QSOR-0001513 | 90.3577 | 2026-09-01 | GBP | V1.0 | APPROVED BASELINE | Frozen QSOR V1 position used as V2 immutable model base.
QSOR-0001514 | 174.2427 | 2026-09-01 | GBP | V1.0 | APPROVED BASELINE | Frozen QSOR V1 position used as V2 immutable model base.
QSOR-0001515 | 202.013 | 2026-09-01 | GBP | V1.0 | APPROVED BASELINE | Frozen QSOR V1 position used as V2 immutable model base.
QSOR-0001516 | 222.6617 | 2026-09-01 | GBP | V1.0 | APPROVED BASELINE | Frozen QSOR V1 position used as V2 immutable model base.
QSOR-0001517 | 244.4241 | 2026-09-01 | GBP | V1.0 | APPROVED BASELINE | Frozen QSOR V1 position used as V2 immutable model base.
QSOR-0001518 | 269.6718 | 2026-09-01 | GBP | V1.0 | APPROVED BASELINE | Frozen QSOR V1 position used as V2 immutable model base.
QSOR-0001519 | 26.152 | 2026-09-01 | GBP | V1.0 | APPROVED BASELINE | Frozen QSOR V1 position used as V2 immutable model base.
QSOR-0001520 | 34.0259 | 2026-09-01 | GBP | V1.0 | APPROVED BASELINE | Frozen QSOR V1 position used as V2 immutable model base.
QSOR-0001521 | 39.4541 | 2026-09-01 | GBP | V1.0 | APPROVED BASELINE | Frozen QSOR V1 position used as V2 immutable model base.
QSOR-0001522 | 46.5638 | 2026-09-01 | GBP | V1.0 | APPROVED BASELINE | Frozen QSOR V1 position used as V2 immutable model base.
QSOR-0001523 | 53.8977 | 2026-09-01 | GBP | V1.0 | APPROVED BASELINE | Frozen QSOR V1 position used as V2 immutable model base.
QSOR-0001524 | 67.0111 | 2026-09-01 | GBP | V1.0 | APPROVED BASELINE | Frozen QSOR V1 position used as V2 immutable model base.
QSOR-0001525 | 89.3987 | 2026-09-01 | GBP | V1.0 | APPROVED BASELINE | Frozen QSOR V1 position used as V2 immutable model base.
QSOR-0001526 | 108.0009 | 2026-09-01 | GBP | V1.0 | APPROVED BASELINE | Frozen QSOR V1 position used as V2 immutable model base.
QSOR-0001527 | 162.2306 | 2026-09-01 | GBP | V1.0 | APPROVED BASELINE | Frozen QSOR V1 position used as V2 immutable model base.
QSOR-0001528 | 292.3763 | 2026-09-01 | GBP | V1.0 | APPROVED BASELINE | Frozen QSOR V1 position used as V2 immutable model base.
QSOR-0001529 | 38.2952 | 2026-09-01 | GBP | V1.0 | APPROVED BASELINE | Frozen QSOR V1 position used as V2 immutable model base.
QSOR-0001530 | 41.4284 | 2026-09-01 | GBP | V1.0 | APPROVED BASELINE | Frozen QSOR V1 position used as V2 immutable model base.
QSOR-0001531 | 56.4093 | 2026-09-01 | GBP | V1.0 | APPROVED BASELINE | Frozen QSOR V1 position used as V2 immutable model base.
QSOR-0001532 | 64.5509 | 2026-09-01 | GBP | V1.0 | APPROVED BASELINE | Frozen QSOR V1 position used as V2 immutable model base.
QSOR-0001533 | 59.6135 | 2026-09-01 | GBP | V1.0 | APPROVED BASELINE | Frozen QSOR V1 position used as V2 immutable model base.
QSOR-0001534 | 72.4364 | 2026-09-01 | GBP | V1.0 | APPROVED BASELINE | Frozen QSOR V1 position used as V2 immutable model base.
QSOR-0001535 | 78.06 | 2026-09-01 | GBP | V1.0 | APPROVED BASELINE | Frozen QSOR V1 position used as V2 immutable model base.
QSOR-0001536 | 89.7138 | 2026-09-01 | GBP | V1.0 | APPROVED BASELINE | Frozen QSOR V1 position used as V2 immutable model base.
QSOR-0001537 | 98.8601 | 2026-09-01 | GBP | V1.0 | APPROVED BASELINE | Frozen QSOR V1 position used as V2 immutable model base.
QSOR-0001538 | 118.0868 | 2026-09-01 | GBP | V1.0 | APPROVED BASELINE | Frozen QSOR V1 position used as V2 immutable model base.
QSOR-0001539 | 182.0343 | 2026-09-01 | GBP | V1.0 | APPROVED BASELINE | Frozen QSOR V1 position used as V2 immutable model base.
QSOR-0001540 | 312.9526 | 2026-09-01 | GBP | V1.0 | APPROVED BASELINE | Frozen QSOR V1 position used as V2 immutable model base.
QSOR-0001541 | 356.4579 | 2026-09-01 | GBP | V1.0 | APPROVED BASELINE | Frozen QSOR V1 position used as V2 immutable model base.
QSOR-0001542 | 14.4256 | 2026-09-01 | GBP | V1.0 | APPROVED BASELINE | Frozen QSOR V1 position used as V2 immutable model base.
QSOR-0001543 | 19.6067 | 2026-09-01 | GBP | V1.0 | APPROVED BASELINE | Frozen QSOR V1 position used as V2 immutable model base.
QSOR-0001544 | 24.8603 | 2026-09-01 | GBP | V1.0 | APPROVED BASELINE | Frozen QSOR V1 position used as V2 immutable model base.
QSOR-0001545 | 31.2944 | 2026-09-01 | GBP | V1.0 | APPROVED BASELINE | Frozen QSOR V1 position used as V2 immutable model base.
QSOR-0001546 | 35.4102 | 2026-09-01 | GBP | V1.0 | APPROVED BASELINE | Frozen QSOR V1 position used as V2 immutable model base.
QSOR-0001547 | 44.7555 | 2026-09-01 | GBP | V1.0 | APPROVED BASELINE | Frozen QSOR V1 position used as V2 immutable model base.
QSOR-0001548 | 73.1524 | 2026-09-01 | GBP | V1.0 | APPROVED BASELINE | Frozen QSOR V1 position used as V2 immutable model base.
QSOR-0001549 | 112.9716 | 2026-09-01 | GBP | V1.0 | APPROVED BASELINE | Frozen QSOR V1 position used as V2 immutable model base.
QSOR-0001550 | 198.775 | 2026-09-01 | GBP | V1.0 | APPROVED BASELINE | Frozen QSOR V1 position used as V2 immutable model base.
QSOR-0001551 | 21.5793 | 2026-09-01 | GBP | V1.0 | APPROVED BASELINE | Frozen QSOR V1 position used as V2 immutable model base.
QSOR-0001552 | 26.6254 | 2026-09-01 | GBP | V1.0 | APPROVED BASELINE | Frozen QSOR V1 position used as V2 immutable model base.
QSOR-0001553 | 35.1218 | 2026-09-01 | GBP | V1.0 | APPROVED BASELINE | Frozen QSOR V1 position used as V2 immutable model base.
QSOR-0001554 | 50.8633 | 2026-09-01 | GBP | V1.0 | APPROVED BASELINE | Frozen QSOR V1 position used as V2 immutable model base.
QSOR-0001555 | 56.203 | 2026-09-01 | GBP | V1.0 | APPROVED BASELINE | Frozen QSOR V1 position used as V2 immutable model base.
QSOR-0001556 | 77.7523 | 2026-09-01 | GBP | V1.0 | APPROVED BASELINE | Frozen QSOR V1 position used as V2 immutable model base.
QSOR-0001557 | 116.3022 | 2026-09-01 | GBP | V1.0 | APPROVED BASELINE | Frozen QSOR V1 position used as V2 immutable model base.
QSOR-0001558 | 172.1541 | 2026-09-01 | GBP | V1.0 | APPROVED BASELINE | Frozen QSOR V1 position used as V2 immutable model base.
QSOR-0001559 | 281.8256 | 2026-09-01 | GBP | V1.0 | APPROVED BASELINE | Frozen QSOR V1 position used as V2 immutable model base.
QSOR-0001560 | 34.2669 | 2026-09-01 | GBP | V1.0 | APPROVED BASELINE | Frozen QSOR V1 position used as V2 immutable model base.
QSOR-0001561 | 45.0879 | 2026-09-01 | GBP | V1.0 | APPROVED BASELINE | Frozen QSOR V1 position used as V2 immutable model base.
QSOR-0001562 | 52.2111 | 2026-09-01 | GBP | V1.0 | APPROVED BASELINE | Frozen QSOR V1 position used as V2 immutable model base.
QSOR-0001563 | 64.6514 | 2026-09-01 | GBP | V1.0 | APPROVED BASELINE | Frozen QSOR V1 position used as V2 immutable model base.
QSOR-0001564 | 76.2756 | 2026-09-01 | GBP | V1.0 | APPROVED BASELINE | Frozen QSOR V1 position used as V2 immutable model base.
QSOR-0001565 | 93.4465 | 2026-09-01 | GBP | V1.0 | APPROVED BASELINE | Frozen QSOR V1 position used as V2 immutable model base.
QSOR-0001566 | 162.511 | 2026-09-01 | GBP | V1.0 | APPROVED BASELINE | Frozen QSOR V1 position used as V2 immutable model base.
QSOR-0001567 | 190.6422 | 2026-09-01 | GBP | V1.0 | APPROVED BASELINE | Frozen QSOR V1 position used as V2 immutable model base.
QSOR-0001568 | 290.1502 | 2026-09-01 | GBP | V1.0 | APPROVED BASELINE | Frozen QSOR V1 position used as V2 immutable model base.
QSOR-0001569 | 426.9593 | 2026-09-01 | GBP | V1.0 | APPROVED BASELINE | Frozen QSOR V1 position used as V2 immutable model base.
QSOR-0001570 | 583.062 | 2026-09-01 | GBP | V1.0 | APPROVED BASELINE | Frozen QSOR V1 position used as V2 immutable model base.
QSOR-0001571 | 52.8512 | 2026-09-01 | GBP | V1.0 | APPROVED BASELINE | Frozen QSOR V1 position used as V2 immutable model base.
QSOR-0001572 | 61.0195 | 2026-09-01 | GBP | V1.0 | APPROVED BASELINE | Frozen QSOR V1 position used as V2 immutable model base.
QSOR-0001573 | 61.3744 | 2026-09-01 | GBP | V1.0 | APPROVED BASELINE | Frozen QSOR V1 position used as V2 immutable model base.
QSOR-0001574 | 76.2118 | 2026-09-01 | GBP | V1.0 | APPROVED BASELINE | Frozen QSOR V1 position used as V2 immutable model base.
QSOR-0001575 | 89.1594 | 2026-09-01 | GBP | V1.0 | APPROVED BASELINE | Frozen QSOR V1 position used as V2 immutable model base.
QSOR-0001576 | 95.9865 | 2026-09-01 | GBP | V1.0 | APPROVED BASELINE | Frozen QSOR V1 position used as V2 immutable model base.
QSOR-0001577 | 107.6803 | 2026-09-01 | GBP | V1.0 | APPROVED BASELINE | Frozen QSOR V1 position used as V2 immutable model base.
QSOR-0001578 | 118.9294 | 2026-09-01 | GBP | V1.0 | APPROVED BASELINE | Frozen QSOR V1 position used as V2 immutable model base.
QSOR-0001579 | 156.1809 | 2026-09-01 | GBP | V1.0 | APPROVED BASELINE | Frozen QSOR V1 position used as V2 immutable model base.
QSOR-0001580 | 191.9587 | 2026-09-01 | GBP | V1.0 | APPROVED BASELINE | Frozen QSOR V1 position used as V2 immutable model base.
QSOR-0001581 | 284.4863 | 2026-09-01 | GBP | V1.0 | APPROVED BASELINE | Frozen QSOR V1 position used as V2 immutable model base.
QSOR-0001582 | 343.4046 | 2026-09-01 | GBP | V1.0 | APPROVED BASELINE | Frozen QSOR V1 position used as V2 immutable model base.
QSOR-0001583 | 522.7165 | 2026-09-01 | GBP | V1.0 | APPROVED BASELINE | Frozen QSOR V1 position used as V2 immutable model base.
QSOR-0001584 | 47.6835 | 2026-09-01 | GBP | V1.0 | APPROVED BASELINE | Frozen QSOR V1 position used as V2 immutable model base.
QSOR-0001585 | 65.1226 | 2026-09-01 | GBP | V1.0 | APPROVED BASELINE | Frozen QSOR V1 position used as V2 immutable model base.
QSOR-0001586 | 75.1871 | 2026-09-01 | GBP | V1.0 | APPROVED BASELINE | Frozen QSOR V1 position used as V2 immutable model base.
QSOR-0001587 | 92.8456 | 2026-09-01 | GBP | V1.0 | APPROVED BASELINE | Frozen QSOR V1 position used as V2 immutable model base.
QSOR-0001588 | 111.1546 | 2026-09-01 | GBP | V1.0 | APPROVED BASELINE | Frozen QSOR V1 position used as V2 immutable model base.
QSOR-0001589 | 143.5773 | 2026-09-01 | GBP | V1.0 | APPROVED BASELINE | Frozen QSOR V1 position used as V2 immutable model base.
QSOR-0001590 | 185.9731 | 2026-09-01 | GBP | V1.0 | APPROVED BASELINE | Frozen QSOR V1 position used as V2 immutable model base.
QSOR-0001591 | 228.8189 | 2026-09-01 | GBP | V1.0 | APPROVED BASELINE | Frozen QSOR V1 position used as V2 immutable model base.
QSOR-0001592 | 274.3935 | 2026-09-01 | GBP | V1.0 | APPROVED BASELINE | Frozen QSOR V1 position used as V2 immutable model base.
QSOR-0001593 | 26.3485 | 2026-09-01 | GBP | V1.0 | APPROVED BASELINE | Frozen QSOR V1 position used as V2 immutable model base.
QSOR-0001594 | 30.0868 | 2026-09-01 | GBP | V1.0 | APPROVED BASELINE | Frozen QSOR V1 position used as V2 immutable model base.
QSOR-0001595 | 31.7556 | 2026-09-01 | GBP | V1.0 | APPROVED BASELINE | Frozen QSOR V1 position used as V2 immutable model base.
QSOR-0001596 | 33.6118 | 2026-09-01 | GBP | V1.0 | APPROVED BASELINE | Frozen QSOR V1 position used as V2 immutable model base.
QSOR-0001597 | 37.2309 | 2026-09-01 | GBP | V1.0 | APPROVED BASELINE | Frozen QSOR V1 position used as V2 immutable model base.
QSOR-0001598 | 41.874 | 2026-09-01 | GBP | V1.0 | APPROVED BASELINE | Frozen QSOR V1 position used as V2 immutable model base.
QSOR-0001599 | 48.2253 | 2026-09-01 | GBP | V1.0 | APPROVED BASELINE | Frozen QSOR V1 position used as V2 immutable model base.
QSOR-0001600 | 57.6061 | 2026-09-01 | GBP | V1.0 | APPROVED BASELINE | Frozen QSOR V1 position used as V2 immutable model base.
QSOR-0001601 | 70.3339 | 2026-09-01 | GBP | V1.0 | APPROVED BASELINE | Frozen QSOR V1 position used as V2 immutable model base.
QSOR-0001602 | 114.6673 | 2026-09-01 | GBP | V1.0 | APPROVED BASELINE | Frozen QSOR V1 position used as V2 immutable model base.
QSOR-0001603 | 156.7978 | 2026-09-01 | GBP | V1.0 | APPROVED BASELINE | Frozen QSOR V1 position used as V2 immutable model base.
QSOR-0001604 | 181.7777 | 2026-09-01 | GBP | V1.0 | APPROVED BASELINE | Frozen QSOR V1 position used as V2 immutable model base.
QSOR-0001605 | 20.5469 | 2026-09-01 | GBP | V1.0 | APPROVED BASELINE | Frozen QSOR V1 position used as V2 immutable model base.
QSOR-0001606 | 23.6923 | 2026-09-01 | GBP | V1.0 | APPROVED BASELINE | Frozen QSOR V1 position used as V2 immutable model base.
QSOR-0001607 | 24.8918 | 2026-09-01 | GBP | V1.0 | APPROVED BASELINE | Frozen QSOR V1 position used as V2 immutable model base.
QSOR-0001608 | 26.1491 | 2026-09-01 | GBP | V1.0 | APPROVED BASELINE | Frozen QSOR V1 position used as V2 immutable model base.
QSOR-0001609 | 29.0712 | 2026-09-01 | GBP | V1.0 | APPROVED BASELINE | Frozen QSOR V1 position used as V2 immutable model base.
QSOR-0001610 | 32.5616 | 2026-09-01 | GBP | V1.0 | APPROVED BASELINE | Frozen QSOR V1 position used as V2 immutable model base.
QSOR-0001611 | 37.305 | 2026-09-01 | GBP | V1.0 | APPROVED BASELINE | Frozen QSOR V1 position used as V2 immutable model base.
QSOR-0001612 | 44.4672 | 2026-09-01 | GBP | V1.0 | APPROVED BASELINE | Frozen QSOR V1 position used as V2 immutable model base.
QSOR-0001613 | 53.9544 | 2026-09-01 | GBP | V1.0 | APPROVED BASELINE | Frozen QSOR V1 position used as V2 immutable model base.
QSOR-0001614 | 89.856 | 2026-09-01 | GBP | V1.0 | APPROVED BASELINE | Frozen QSOR V1 position used as V2 immutable model base.
QSOR-0001615 | 121.9625 | 2026-09-01 | GBP | V1.0 | APPROVED BASELINE | Frozen QSOR V1 position used as V2 immutable model base.
QSOR-0001616 | 141.2293 | 2026-09-01 | GBP | V1.0 | APPROVED BASELINE | Frozen QSOR V1 position used as V2 immutable model base.
QSOR-0001617 | 5.8983 | 2026-09-01 | GBP | V1.0 | APPROVED BASELINE | Frozen QSOR V1 position used as V2 immutable model base.
QSOR-0001618 | 6.112 | 2026-09-01 | GBP | V1.0 | APPROVED BASELINE | Frozen QSOR V1 position used as V2 immutable model base.
QSOR-0001619 | 6.5691 | 2026-09-01 | GBP | V1.0 | APPROVED BASELINE | Frozen QSOR V1 position used as V2 immutable model base.
QSOR-0001620 | 7.7455 | 2026-09-01 | GBP | V1.0 | APPROVED BASELINE | Frozen QSOR V1 position used as V2 immutable model base.
QSOR-0001621 | 9.2971 | 2026-09-01 | GBP | V1.0 | APPROVED BASELINE | Frozen QSOR V1 position used as V2 immutable model base.
QSOR-0001622 | 10.4037 | 2026-09-01 | GBP | V1.0 | APPROVED BASELINE | Frozen QSOR V1 position used as V2 immutable model base.
QSOR-0001623 | 13.4738 | 2026-09-01 | GBP | V1.0 | APPROVED BASELINE | Frozen QSOR V1 position used as V2 immutable model base.
QSOR-0001624 | 17.3927 | 2026-09-01 | GBP | V1.0 | APPROVED BASELINE | Frozen QSOR V1 position used as V2 immutable model base.
QSOR-0001625 | 20.7026 | 2026-09-01 | GBP | V1.0 | APPROVED BASELINE | Frozen QSOR V1 position used as V2 immutable model base.
QSOR-0001626 | 30.4709 | 2026-09-01 | GBP | V1.0 | APPROVED BASELINE | Frozen QSOR V1 position used as V2 immutable model base.
QSOR-0001627 | 33.7101 | 2026-09-01 | GBP | V1.0 | APPROVED BASELINE | Frozen QSOR V1 position used as V2 immutable model base.
QSOR-0001628 | 35.2848 | 2026-09-01 | GBP | V1.0 | APPROVED BASELINE | Frozen QSOR V1 position used as V2 immutable model base.
QSOR-0001629 | 37.5782 | 2026-09-01 | GBP | V1.0 | APPROVED BASELINE | Frozen QSOR V1 position used as V2 immutable model base.
QSOR-0001630 | 39.6873 | 2026-09-01 | GBP | V1.0 | APPROVED BASELINE | Frozen QSOR V1 position used as V2 immutable model base.
QSOR-0001631 | 44.767 | 2026-09-01 | GBP | V1.0 | APPROVED BASELINE | Frozen QSOR V1 position used as V2 immutable model base.
QSOR-0001632 | 58.4665 | 2026-09-01 | GBP | V1.0 | APPROVED BASELINE | Frozen QSOR V1 position used as V2 immutable model base.
QSOR-0001633 | 75.8579 | 2026-09-01 | GBP | V1.0 | APPROVED BASELINE | Frozen QSOR V1 position used as V2 immutable model base.
QSOR-0001634 | 88.4483 | 2026-09-01 | GBP | V1.0 | APPROVED BASELINE | Frozen QSOR V1 position used as V2 immutable model base.
QSOR-0001635 | 140.4556 | 2026-09-01 | GBP | V1.0 | APPROVED BASELINE | Frozen QSOR V1 position used as V2 immutable model base.
QSOR-0001636 | 150.8924 | 2026-09-01 | GBP | V1.0 | APPROVED BASELINE | Frozen QSOR V1 position used as V2 immutable model base.
QSOR-0001637 | 15.8723 | 2026-09-01 | GBP | V1.0 | APPROVED BASELINE | Frozen QSOR V1 position used as V2 immutable model base.
QSOR-0001638 | 21.4841 | 2026-09-01 | GBP | V1.0 | APPROVED BASELINE | Frozen QSOR V1 position used as V2 immutable model base.
QSOR-0001639 | 24.2593 | 2026-09-01 | GBP | V1.0 | APPROVED BASELINE | Frozen QSOR V1 position used as V2 immutable model base.
QSOR-0001640 | 29.4153 | 2026-09-01 | GBP | V1.0 | APPROVED BASELINE | Frozen QSOR V1 position used as V2 immutable model base.
QSOR-0001641 | 33.4419 | 2026-09-01 | GBP | V1.0 | APPROVED BASELINE | Frozen QSOR V1 position used as V2 immutable model base.
QSOR-0001642 | 40.776 | 2026-09-01 | GBP | V1.0 | APPROVED BASELINE | Frozen QSOR V1 position used as V2 immutable model base.
QSOR-0001643 | 55.7505 | 2026-09-01 | GBP | V1.0 | APPROVED BASELINE | Frozen QSOR V1 position used as V2 immutable model base.
QSOR-0001644 | 69.364 | 2026-09-01 | GBP | V1.0 | APPROVED BASELINE | Frozen QSOR V1 position used as V2 immutable model base.
QSOR-0001645 | 101.7482 | 2026-09-01 | GBP | V1.0 | APPROVED BASELINE | Frozen QSOR V1 position used as V2 immutable model base.
QSOR-0001646 | 147.1603 | 2026-09-01 | GBP | V1.0 | APPROVED BASELINE | Frozen QSOR V1 position used as V2 immutable model base.
QSOR-0001647 | 201.1601 | 2026-09-01 | GBP | V1.0 | APPROVED BASELINE | Frozen QSOR V1 position used as V2 immutable model base.
QSOR-0001648 | 20.3552 | 2026-09-01 | GBP | V1.0 | APPROVED BASELINE | Frozen QSOR V1 position used as V2 immutable model base.
QSOR-0001649 | 26.574 | 2026-09-01 | GBP | V1.0 | APPROVED BASELINE | Frozen QSOR V1 position used as V2 immutable model base.
QSOR-0001650 | 32.4479 | 2026-09-01 | GBP | V1.0 | APPROVED BASELINE | Frozen QSOR V1 position used as V2 immutable model base.
QSOR-0001651 | 39.8131 | 2026-09-01 | GBP | V1.0 | APPROVED BASELINE | Frozen QSOR V1 position used as V2 immutable model base.
QSOR-0001652 | 47.5021 | 2026-09-01 | GBP | V1.0 | APPROVED BASELINE | Frozen QSOR V1 position used as V2 immutable model base.
QSOR-0001653 | 61.8799 | 2026-09-01 | GBP | V1.0 | APPROVED BASELINE | Frozen QSOR V1 position used as V2 immutable model base.
QSOR-0001654 | 119.3657 | 2026-09-01 | GBP | V1.0 | APPROVED BASELINE | Frozen QSOR V1 position used as V2 immutable model base.
QSOR-0001655 | 141.7933 | 2026-09-01 | GBP | V1.0 | APPROVED BASELINE | Frozen QSOR V1 position used as V2 immutable model base.
QSOR-0001656 | 155.4776 | 2026-09-01 | GBP | V1.0 | APPROVED BASELINE | Frozen QSOR V1 position used as V2 immutable model base.
QSOR-0001657 | 171.2982 | 2026-09-01 | GBP | V1.0 | APPROVED BASELINE | Frozen QSOR V1 position used as V2 immutable model base.
QSOR-0001658 | 188.2423 | 2026-09-01 | GBP | V1.0 | APPROVED BASELINE | Frozen QSOR V1 position used as V2 immutable model base.
QSOR-0001659 | 18.2227 | 2026-09-01 | GBP | V1.0 | APPROVED BASELINE | Frozen QSOR V1 position used as V2 immutable model base.
QSOR-0001660 | 23.4722 | 2026-09-01 | GBP | V1.0 | APPROVED BASELINE | Frozen QSOR V1 position used as V2 immutable model base.
QSOR-0001661 | 27.2397 | 2026-09-01 | GBP | V1.0 | APPROVED BASELINE | Frozen QSOR V1 position used as V2 immutable model base.
QSOR-0001662 | 32.0754 | 2026-09-01 | GBP | V1.0 | APPROVED BASELINE | Frozen QSOR V1 position used as V2 immutable model base.
QSOR-0001663 | 36.8588 | 2026-09-01 | GBP | V1.0 | APPROVED BASELINE | Frozen QSOR V1 position used as V2 immutable model base.
QSOR-0001664 | 45.9641 | 2026-09-01 | GBP | V1.0 | APPROVED BASELINE | Frozen QSOR V1 position used as V2 immutable model base.
QSOR-0001665 | 61.3903 | 2026-09-01 | GBP | V1.0 | APPROVED BASELINE | Frozen QSOR V1 position used as V2 immutable model base.
QSOR-0001666 | 74.2562 | 2026-09-01 | GBP | V1.0 | APPROVED BASELINE | Frozen QSOR V1 position used as V2 immutable model base.
QSOR-0001667 | 111.599 | 2026-09-01 | GBP | V1.0 | APPROVED BASELINE | Frozen QSOR V1 position used as V2 immutable model base.
QSOR-0001668 | 200.3578 | 2026-09-01 | GBP | V1.0 | APPROVED BASELINE | Frozen QSOR V1 position used as V2 immutable model base.
QSOR-0001669 | 27.1119 | 2026-09-01 | GBP | V1.0 | APPROVED BASELINE | Frozen QSOR V1 position used as V2 immutable model base.
QSOR-0001670 | 28.8597 | 2026-09-01 | GBP | V1.0 | APPROVED BASELINE | Frozen QSOR V1 position used as V2 immutable model base.
QSOR-0001671 | 39.0562 | 2026-09-01 | GBP | V1.0 | APPROVED BASELINE | Frozen QSOR V1 position used as V2 immutable model base.
QSOR-0001672 | 45.2338 | 2026-09-01 | GBP | V1.0 | APPROVED BASELINE | Frozen QSOR V1 position used as V2 immutable model base.
QSOR-0001673 | 41.4495 | 2026-09-01 | GBP | V1.0 | APPROVED BASELINE | Frozen QSOR V1 position used as V2 immutable model base.
QSOR-0001674 | 50.4295 | 2026-09-01 | GBP | V1.0 | APPROVED BASELINE | Frozen QSOR V1 position used as V2 immutable model base.
QSOR-0001675 | 54.2862 | 2026-09-01 | GBP | V1.0 | APPROVED BASELINE | Frozen QSOR V1 position used as V2 immutable model base.
QSOR-0001676 | 61.7714 | 2026-09-01 | GBP | V1.0 | APPROVED BASELINE | Frozen QSOR V1 position used as V2 immutable model base.
QSOR-0001677 | 68.8654 | 2026-09-01 | GBP | V1.0 | APPROVED BASELINE | Frozen QSOR V1 position used as V2 immutable model base.
QSOR-0001678 | 82.0093 | 2026-09-01 | GBP | V1.0 | APPROVED BASELINE | Frozen QSOR V1 position used as V2 immutable model base.
QSOR-0001679 | 127.0567 | 2026-09-01 | GBP | V1.0 | APPROVED BASELINE | Frozen QSOR V1 position used as V2 immutable model base.
QSOR-0001680 | 216.5415 | 2026-09-01 | GBP | V1.0 | APPROVED BASELINE | Frozen QSOR V1 position used as V2 immutable model base.
QSOR-0001681 | 246.6718 | 2026-09-01 | GBP | V1.0 | APPROVED BASELINE | Frozen QSOR V1 position used as V2 immutable model base.
QSOR-0001682 | 10.1209 | 2026-09-01 | GBP | V1.0 | APPROVED BASELINE | Frozen QSOR V1 position used as V2 immutable model base.
QSOR-0001683 | 13.7178 | 2026-09-01 | GBP | V1.0 | APPROVED BASELINE | Frozen QSOR V1 position used as V2 immutable model base.
QSOR-0001684 | 17.2909 | 2026-09-01 | GBP | V1.0 | APPROVED BASELINE | Frozen QSOR V1 position used as V2 immutable model base.
QSOR-0001685 | 21.834 | 2026-09-01 | GBP | V1.0 | APPROVED BASELINE | Frozen QSOR V1 position used as V2 immutable model base.
QSOR-0001686 | 24.5255 | 2026-09-01 | GBP | V1.0 | APPROVED BASELINE | Frozen QSOR V1 position used as V2 immutable model base.
QSOR-0001687 | 30.8558 | 2026-09-01 | GBP | V1.0 | APPROVED BASELINE | Frozen QSOR V1 position used as V2 immutable model base.
QSOR-0001688 | 50.4439 | 2026-09-01 | GBP | V1.0 | APPROVED BASELINE | Frozen QSOR V1 position used as V2 immutable model base.
QSOR-0001689 | 77.7652 | 2026-09-01 | GBP | V1.0 | APPROVED BASELINE | Frozen QSOR V1 position used as V2 immutable model base.
QSOR-0001690 | 135.4604 | 2026-09-01 | GBP | V1.0 | APPROVED BASELINE | Frozen QSOR V1 position used as V2 immutable model base.
QSOR-0001691 | 15.2213 | 2026-09-01 | GBP | V1.0 | APPROVED BASELINE | Frozen QSOR V1 position used as V2 immutable model base.
QSOR-0001692 | 18.652 | 2026-09-01 | GBP | V1.0 | APPROVED BASELINE | Frozen QSOR V1 position used as V2 immutable model base.
QSOR-0001693 | 24.5702 | 2026-09-01 | GBP | V1.0 | APPROVED BASELINE | Frozen QSOR V1 position used as V2 immutable model base.
QSOR-0001694 | 35.6038 | 2026-09-01 | GBP | V1.0 | APPROVED BASELINE | Frozen QSOR V1 position used as V2 immutable model base.
QSOR-0001695 | 39.2564 | 2026-09-01 | GBP | V1.0 | APPROVED BASELINE | Frozen QSOR V1 position used as V2 immutable model base.
QSOR-0001696 | 53.9939 | 2026-09-01 | GBP | V1.0 | APPROVED BASELINE | Frozen QSOR V1 position used as V2 immutable model base.
QSOR-0001697 | 80.8167 | 2026-09-01 | GBP | V1.0 | APPROVED BASELINE | Frozen QSOR V1 position used as V2 immutable model base.
QSOR-0001698 | 119.7204 | 2026-09-01 | GBP | V1.0 | APPROVED BASELINE | Frozen QSOR V1 position used as V2 immutable model base.
QSOR-0001699 | 197.0969 | 2026-09-01 | GBP | V1.0 | APPROVED BASELINE | Frozen QSOR V1 position used as V2 immutable model base.
QSOR-0001700 | 23.5924 | 2026-09-01 | GBP | V1.0 | APPROVED BASELINE | Frozen QSOR V1 position used as V2 immutable model base.
QSOR-0001701 | 31.0227 | 2026-09-01 | GBP | V1.0 | APPROVED BASELINE | Frozen QSOR V1 position used as V2 immutable model base.
QSOR-0001702 | 35.7688 | 2026-09-01 | GBP | V1.0 | APPROVED BASELINE | Frozen QSOR V1 position used as V2 immutable model base.
QSOR-0001703 | 44.4738 | 2026-09-01 | GBP | V1.0 | APPROVED BASELINE | Frozen QSOR V1 position used as V2 immutable model base.
QSOR-0001704 | 52.3146 | 2026-09-01 | GBP | V1.0 | APPROVED BASELINE | Frozen QSOR V1 position used as V2 immutable model base.
QSOR-0001705 | 64.4449 | 2026-09-01 | GBP | V1.0 | APPROVED BASELINE | Frozen QSOR V1 position used as V2 immutable model base.
QSOR-0001706 | 111.5889 | 2026-09-01 | GBP | V1.0 | APPROVED BASELINE | Frozen QSOR V1 position used as V2 immutable model base.
QSOR-0001707 | 130.6251 | 2026-09-01 | GBP | V1.0 | APPROVED BASELINE | Frozen QSOR V1 position used as V2 immutable model base.
QSOR-0001708 | 199.1039 | 2026-09-01 | GBP | V1.0 | APPROVED BASELINE | Frozen QSOR V1 position used as V2 immutable model base.
QSOR-0001709 | 292.1107 | 2026-09-01 | GBP | V1.0 | APPROVED BASELINE | Frozen QSOR V1 position used as V2 immutable model base.
QSOR-0001710 | 407.1105 | 2026-09-01 | GBP | V1.0 | APPROVED BASELINE | Frozen QSOR V1 position used as V2 immutable model base.
QSOR-0001711 | 36.3858 | 2026-09-01 | GBP | V1.0 | APPROVED BASELINE | Frozen QSOR V1 position used as V2 immutable model base.
QSOR-0001712 | 41.9297 | 2026-09-01 | GBP | V1.0 | APPROVED BASELINE | Frozen QSOR V1 position used as V2 immutable model base.
QSOR-0001713 | 42.3606 | 2026-09-01 | GBP | V1.0 | APPROVED BASELINE | Frozen QSOR V1 position used as V2 immutable model base.
QSOR-0001714 | 52.6598 | 2026-09-01 | GBP | V1.0 | APPROVED BASELINE | Frozen QSOR V1 position used as V2 immutable model base.
QSOR-0001715 | 61.3146 | 2026-09-01 | GBP | V1.0 | APPROVED BASELINE | Frozen QSOR V1 position used as V2 immutable model base.
QSOR-0001716 | 65.9934 | 2026-09-01 | GBP | V1.0 | APPROVED BASELINE | Frozen QSOR V1 position used as V2 immutable model base.
QSOR-0001717 | 73.9838 | 2026-09-01 | GBP | V1.0 | APPROVED BASELINE | Frozen QSOR V1 position used as V2 immutable model base.
QSOR-0001718 | 81.7194 | 2026-09-01 | GBP | V1.0 | APPROVED BASELINE | Frozen QSOR V1 position used as V2 immutable model base.
QSOR-0001719 | 107.2211 | 2026-09-01 | GBP | V1.0 | APPROVED BASELINE | Frozen QSOR V1 position used as V2 immutable model base.
QSOR-0001720 | 132.2522 | 2026-09-01 | GBP | V1.0 | APPROVED BASELINE | Frozen QSOR V1 position used as V2 immutable model base.
QSOR-0001721 | 194.6635 | 2026-09-01 | GBP | V1.0 | APPROVED BASELINE | Frozen QSOR V1 position used as V2 immutable model base.
QSOR-0001722 | 235.2129 | 2026-09-01 | GBP | V1.0 | APPROVED BASELINE | Frozen QSOR V1 position used as V2 immutable model base.
QSOR-0001723 | 356.882 | 2026-09-01 | GBP | V1.0 | APPROVED BASELINE | Frozen QSOR V1 position used as V2 immutable model base.
QSOR-0001724 | 32.9476 | 2026-09-01 | GBP | V1.0 | APPROVED BASELINE | Frozen QSOR V1 position used as V2 immutable model base.
QSOR-0001725 | 44.8837 | 2026-09-01 | GBP | V1.0 | APPROVED BASELINE | Frozen QSOR V1 position used as V2 immutable model base.
QSOR-0001726 | 51.688 | 2026-09-01 | GBP | V1.0 | APPROVED BASELINE | Frozen QSOR V1 position used as V2 immutable model base.
QSOR-0001727 | 63.6232 | 2026-09-01 | GBP | V1.0 | APPROVED BASELINE | Frozen QSOR V1 position used as V2 immutable model base.
QSOR-0001728 | 75.9193 | 2026-09-01 | GBP | V1.0 | APPROVED BASELINE | Frozen QSOR V1 position used as V2 immutable model base.
QSOR-0001729 | 98.4075 | 2026-09-01 | GBP | V1.0 | APPROVED BASELINE | Frozen QSOR V1 position used as V2 immutable model base.
QSOR-0001730 | 127.0827 | 2026-09-01 | GBP | V1.0 | APPROVED BASELINE | Frozen QSOR V1 position used as V2 immutable model base.
QSOR-0001731 | 157.0468 | 2026-09-01 | GBP | V1.0 | APPROVED BASELINE | Frozen QSOR V1 position used as V2 immutable model base.
QSOR-0001732 | 202.286 | 2026-09-01 | GBP | V1.0 | APPROVED BASELINE | Frozen QSOR V1 position used as V2 immutable model base.
QSOR-0001733 | 18.3151 | 2026-09-01 | GBP | V1.0 | APPROVED BASELINE | Frozen QSOR V1 position used as V2 immutable model base.
QSOR-0001734 | 20.6487 | 2026-09-01 | GBP | V1.0 | APPROVED BASELINE | Frozen QSOR V1 position used as V2 immutable model base.
QSOR-0001735 | 25.3356 | 2026-09-01 | GBP | V1.0 | APPROVED BASELINE | Frozen QSOR V1 position used as V2 immutable model base.
QSOR-0001736 | 47.5582 | 2026-09-01 | GBP | V1.0 | APPROVED BASELINE | Frozen QSOR V1 position used as V2 immutable model base.
QSOR-0001737 | 66.5761 | 2026-09-01 | GBP | V1.0 | APPROVED BASELINE | Frozen QSOR V1 position used as V2 immutable model base.
QSOR-0001738 | 104.4842 | 2026-09-01 | GBP | V1.0 | APPROVED BASELINE | Frozen QSOR V1 position used as V2 immutable model base.
QSOR-0001739 | 177.2342 | 2026-09-01 | GBP | V1.0 | APPROVED BASELINE | Frozen QSOR V1 position used as V2 immutable model base.
QSOR-0001740 | 286.4295 | 2026-09-01 | GBP | V1.0 | APPROVED BASELINE | Frozen QSOR V1 position used as V2 immutable model base.
QSOR-0001741 | 36.96 | 2026-09-01 | GBP | V1.0 | APPROVED BASELINE | Frozen QSOR V1 position used as V2 immutable model base.
QSOR-0001742 | 56.6529 | 2026-09-01 | GBP | V1.0 | APPROVED BASELINE | Frozen QSOR V1 position used as V2 immutable model base.
QSOR-0001743 | 76.0316 | 2026-09-01 | GBP | V1.0 | APPROVED BASELINE | Frozen QSOR V1 position used as V2 immutable model base.
QSOR-0001744 | 125.2413 | 2026-09-01 | GBP | V1.0 | APPROVED BASELINE | Frozen QSOR V1 position used as V2 immutable model base.
QSOR-0001745 | 214.4285 | 2026-09-01 | GBP | V1.0 | APPROVED BASELINE | Frozen QSOR V1 position used as V2 immutable model base.
QSOR-0001746 | 95.6288 | 2026-09-01 | GBP | V1.0 | APPROVED BASELINE | Frozen QSOR V1 position used as V2 immutable model base.
QSOR-0001747 | 170.7626 | 2026-09-01 | GBP | V1.0 | APPROVED BASELINE | Frozen QSOR V1 position used as V2 immutable model base.
QSOR-0001748 | 301.1659 | 2026-09-01 | GBP | V1.0 | APPROVED BASELINE | Frozen QSOR V1 position used as V2 immutable model base.
QSOR-0001749 | 109.2741 | 2026-09-01 | GBP | V1.0 | APPROVED BASELINE | Frozen QSOR V1 position used as V2 immutable model base.
QSOR-0001750 | 158.786 | 2026-09-01 | GBP | V1.0 | APPROVED BASELINE | Frozen QSOR V1 position used as V2 immutable model base.
QSOR-0001751 | 249.2512 | 2026-09-01 | GBP | V1.0 | APPROVED BASELINE | Frozen QSOR V1 position used as V2 immutable model base.
QSOR-0001752 | 538.1176 | 2026-09-01 | GBP | V1.0 | APPROVED BASELINE | Frozen QSOR V1 position used as V2 immutable model base.
QSOR-0001753 | 23.0946 | 2026-09-01 | GBP | V1.0 | APPROVED BASELINE | Frozen QSOR V1 position used as V2 immutable model base.
QSOR-0001754 | 25.1978 | 2026-09-01 | GBP | V1.0 | APPROVED BASELINE | Frozen QSOR V1 position used as V2 immutable model base.
QSOR-0001755 | 8.9323 | 2026-09-01 | GBP | V1.0 | APPROVED BASELINE | Frozen QSOR V1 position used as V2 immutable model base.
QSOR-0001756 | 9.736 | 2026-09-01 | GBP | V1.0 | APPROVED BASELINE | Frozen QSOR V1 position used as V2 immutable model base.
QSOR-0001757 | 11.2604 | 2026-09-01 | GBP | V1.0 | APPROVED BASELINE | Frozen QSOR V1 position used as V2 immutable model base.
QSOR-0001758 | 11.8452 | 2026-09-01 | GBP | V1.0 | APPROVED BASELINE | Frozen QSOR V1 position used as V2 immutable model base.
QSOR-0001759 | 12.878 | 2026-09-01 | GBP | V1.0 | APPROVED BASELINE | Frozen QSOR V1 position used as V2 immutable model base.
QSOR-0001760 | 15.0826 | 2026-09-01 | GBP | V1.0 | APPROVED BASELINE | Frozen QSOR V1 position used as V2 immutable model base.
QSOR-0001761 | 16.191 | 2026-09-01 | GBP | V1.0 | APPROVED BASELINE | Frozen QSOR V1 position used as V2 immutable model base.
QSOR-0001762 | 17.8943 | 2026-09-01 | GBP | V1.0 | APPROVED BASELINE | Frozen QSOR V1 position used as V2 immutable model base.
QSOR-0001763 | 21.2395 | 2026-09-01 | GBP | V1.0 | APPROVED BASELINE | Frozen QSOR V1 position used as V2 immutable model base.
QSOR-0001764 | 24.6421 | 2026-09-01 | GBP | V1.0 | APPROVED BASELINE | Frozen QSOR V1 position used as V2 immutable model base.
QSOR-0001765 | 29.3526 | 2026-09-01 | GBP | V1.0 | APPROVED BASELINE | Frozen QSOR V1 position used as V2 immutable model base.
QSOR-0001766 | 38.9191 | 2026-09-01 | GBP | V1.0 | APPROVED BASELINE | Frozen QSOR V1 position used as V2 immutable model base.
QSOR-0001767 | 22.6192 | 2026-09-01 | GBP | V1.0 | APPROVED BASELINE | Frozen QSOR V1 position used as V2 immutable model base.
QSOR-0001768 | 24.7489 | 2026-09-01 | GBP | V1.0 | APPROVED BASELINE | Frozen QSOR V1 position used as V2 immutable model base.
QSOR-0001769 | 29.202 | 2026-09-01 | GBP | V1.0 | APPROVED BASELINE | Frozen QSOR V1 position used as V2 immutable model base.
QSOR-0001770 | 31.2812 | 2026-09-01 | GBP | V1.0 | APPROVED BASELINE | Frozen QSOR V1 position used as V2 immutable model base.
QSOR-0001771 | 34.8123 | 2026-09-01 | GBP | V1.0 | APPROVED BASELINE | Frozen QSOR V1 position used as V2 immutable model base.
QSOR-0001772 | 41.416 | 2026-09-01 | GBP | V1.0 | APPROVED BASELINE | Frozen QSOR V1 position used as V2 immutable model base.
QSOR-0001773 | 48.1093 | 2026-09-01 | GBP | V1.0 | APPROVED BASELINE | Frozen QSOR V1 position used as V2 immutable model base.
QSOR-0001774 | 17.3703 | 2026-09-01 | GBP | V1.0 | APPROVED BASELINE | Frozen QSOR V1 position used as V2 immutable model base.
QSOR-0001775 | 22.0381 | 2026-09-01 | GBP | V1.0 | APPROVED BASELINE | Frozen QSOR V1 position used as V2 immutable model base.
QSOR-0001776 | 28.2715 | 2026-09-01 | GBP | V1.0 | APPROVED BASELINE | Frozen QSOR V1 position used as V2 immutable model base.
QSOR-0001777 | 35.835 | 2026-09-01 | GBP | V1.0 | APPROVED BASELINE | Frozen QSOR V1 position used as V2 immutable model base.
QSOR-0001778 | 44.0834 | 2026-09-01 | GBP | V1.0 | APPROVED BASELINE | Frozen QSOR V1 position used as V2 immutable model base.
QSOR-0001779 | 53.9907 | 2026-09-01 | GBP | V1.0 | APPROVED BASELINE | Frozen QSOR V1 position used as V2 immutable model base.
QSOR-0001780 | 64.5103 | 2026-09-01 | GBP | V1.0 | APPROVED BASELINE | Frozen QSOR V1 position used as V2 immutable model base.
QSOR-0001781 | 31.1116 | 2026-09-01 | GBP | V1.0 | APPROVED BASELINE | Frozen QSOR V1 position used as V2 immutable model base.
QSOR-0001782 | 43.3664 | 2026-09-01 | GBP | V1.0 | APPROVED BASELINE | Frozen QSOR V1 position used as V2 immutable model base.
QSOR-0001783 | 62.2201 | 2026-09-01 | GBP | V1.0 | APPROVED BASELINE | Frozen QSOR V1 position used as V2 immutable model base.
QSOR-0001784 | 90.5007 | 2026-09-01 | GBP | V1.0 | APPROVED BASELINE | Frozen QSOR V1 position used as V2 immutable model base.
QSOR-0001785 | 128.208 | 2026-09-01 | GBP | V1.0 | APPROVED BASELINE | Frozen QSOR V1 position used as V2 immutable model base.
QSOR-0001786 | 180.0558 | 2026-09-01 | GBP | V1.0 | APPROVED BASELINE | Frozen QSOR V1 position used as V2 immutable model base.
QSOR-0001787 | 260.184 | 2026-09-01 | GBP | V1.0 | APPROVED BASELINE | Frozen QSOR V1 position used as V2 immutable model base.
QSOR-0001788 | 359.1658 | 2026-09-01 | GBP | V1.0 | APPROVED BASELINE | Frozen QSOR V1 position used as V2 immutable model base.
QSOR-0001789 | 491.1418 | 2026-09-01 | GBP | V1.0 | APPROVED BASELINE | Frozen QSOR V1 position used as V2 immutable model base.
QSOR-0001790 | 151.7828 | 2026-09-01 | GBP | V1.0 | APPROVED BASELINE | Frozen QSOR V1 position used as V2 immutable model base.
QSOR-0001791 | 184.7786 | 2026-09-01 | GBP | V1.0 | APPROVED BASELINE | Frozen QSOR V1 position used as V2 immutable model base.
QSOR-0001792 | 231.9149 | 2026-09-01 | GBP | V1.0 | APPROVED BASELINE | Frozen QSOR V1 position used as V2 immutable model base.
QSOR-0001793 | 302.6199 | 2026-09-01 | GBP | V1.0 | APPROVED BASELINE | Frozen QSOR V1 position used as V2 immutable model base.
QSOR-0001794 | 585.4395 | 2026-09-01 | GBP | V1.0 | APPROVED BASELINE | Frozen QSOR V1 position used as V2 immutable model base.
QSOR-0001795 | 123.4951 | 2026-09-01 | GBP | V1.0 | APPROVED BASELINE | Frozen QSOR V1 position used as V2 immutable model base.
QSOR-0001796 | 142.3489 | 2026-09-01 | GBP | V1.0 | APPROVED BASELINE | Frozen QSOR V1 position used as V2 immutable model base.
QSOR-0001797 | 165.916 | 2026-09-01 | GBP | V1.0 | APPROVED BASELINE | Frozen QSOR V1 position used as V2 immutable model base.
QSOR-0001798 | 222.4774 | 2026-09-01 | GBP | V1.0 | APPROVED BASELINE | Frozen QSOR V1 position used as V2 immutable model base.
QSOR-0001799 | 274.3252 | 2026-09-01 | GBP | V1.0 | APPROVED BASELINE | Frozen QSOR V1 position used as V2 immutable model base.
QSOR-0001800 | 387.4478 | 2026-09-01 | GBP | V1.0 | APPROVED BASELINE | Frozen QSOR V1 position used as V2 immutable model base.
QSOR-0001801 | 142.3507 | 2026-09-01 | GBP | V1.0 | APPROVED BASELINE | Frozen QSOR V1 position used as V2 immutable model base.
QSOR-0001802 | 165.9179 | 2026-09-01 | GBP | V1.0 | APPROVED BASELINE | Frozen QSOR V1 position used as V2 immutable model base.
QSOR-0001803 | 208.3396 | 2026-09-01 | GBP | V1.0 | APPROVED BASELINE | Frozen QSOR V1 position used as V2 immutable model base.
QSOR-0001804 | 293.1827 | 2026-09-01 | GBP | V1.0 | APPROVED BASELINE | Frozen QSOR V1 position used as V2 immutable model base.
QSOR-0001805 | 368.5988 | 2026-09-01 | GBP | V1.0 | APPROVED BASELINE | Frozen QSOR V1 position used as V2 immutable model base.
QSOR-0001806 | 519.4306 | 2026-09-01 | GBP | V1.0 | APPROVED BASELINE | Frozen QSOR V1 position used as V2 immutable model base.
QSOR-0001807 | 679.6897 | 2026-09-01 | GBP | V1.0 | APPROVED BASELINE | Frozen QSOR V1 position used as V2 immutable model base.
QSOR-0001808 | 896.5106 | 2026-09-01 | GBP | V1.0 | APPROVED BASELINE | Frozen QSOR V1 position used as V2 immutable model base.
QSOR-0001809 | 1273.5904 | 2026-09-01 | GBP | V1.0 | APPROVED BASELINE | Frozen QSOR V1 position used as V2 immutable model base.
QSOR-0001810 | 114.0756 | 2026-09-01 | GBP | V1.0 | APPROVED BASELINE | Frozen QSOR V1 position used as V2 immutable model base.
QSOR-0001811 | 142.3581 | 2026-09-01 | GBP | V1.0 | APPROVED BASELINE | Frozen QSOR V1 position used as V2 immutable model base.
QSOR-0001812 | 180.0682 | 2026-09-01 | GBP | V1.0 | APPROVED BASELINE | Frozen QSOR V1 position used as V2 immutable model base.
QSOR-0001813 | 236.6331 | 2026-09-01 | GBP | V1.0 | APPROVED BASELINE | Frozen QSOR V1 position used as V2 immutable model base.
QSOR-0001814 | 312.0531 | 2026-09-01 | GBP | V1.0 | APPROVED BASELINE | Frozen QSOR V1 position used as V2 immutable model base.
QSOR-0001815 | 425.183 | 2026-09-01 | GBP | V1.0 | APPROVED BASELINE | Frozen QSOR V1 position used as V2 immutable model base.
QSOR-0001816 | 566.5954 | 2026-09-01 | GBP | V1.0 | APPROVED BASELINE | Frozen QSOR V1 position used as V2 immutable model base.
QSOR-0001817 | 774.0003 | 2026-09-01 | GBP | V1.0 | APPROVED BASELINE | Frozen QSOR V1 position used as V2 immutable model base.
QSOR-0001818 | 1085.1077 | 2026-09-01 | GBP | V1.0 | APPROVED BASELINE | Frozen QSOR V1 position used as V2 immutable model base.
QSOR-0001819 | 43.365 | 2026-09-01 | GBP | V1.0 | APPROVED BASELINE | Frozen QSOR V1 position used as V2 immutable model base.
QSOR-0001820 | 57.5049 | 2026-09-01 | GBP | V1.0 | APPROVED BASELINE | Frozen QSOR V1 position used as V2 immutable model base.
QSOR-0001821 | 81.0713 | 2026-09-01 | GBP | V1.0 | APPROVED BASELINE | Frozen QSOR V1 position used as V2 immutable model base.
QSOR-0001822 | 114.0639 | 2026-09-01 | GBP | V1.0 | APPROVED BASELINE | Frozen QSOR V1 position used as V2 immutable model base.
QSOR-0001823 | 151.7701 | 2026-09-01 | GBP | V1.0 | APPROVED BASELINE | Frozen QSOR V1 position used as V2 immutable model base.
QSOR-0001824 | 231.8959 | 2026-09-01 | GBP | V1.0 | APPROVED BASELINE | Frozen QSOR V1 position used as V2 immutable model base.
QSOR-0001825 | 330.8744 | 2026-09-01 | GBP | V1.0 | APPROVED BASELINE | Frozen QSOR V1 position used as V2 immutable model base.
QSOR-0001826 | 453.4194 | 2026-09-01 | GBP | V1.0 | APPROVED BASELINE | Frozen QSOR V1 position used as V2 immutable model base.
QSOR-0001827 | 707.9356 | 2026-09-01 | GBP | V1.0 | APPROVED BASELINE | Frozen QSOR V1 position used as V2 immutable model base.
QSOR-0001828 | 52.7889 | 2026-09-01 | GBP | V1.0 | APPROVED BASELINE | Frozen QSOR V1 position used as V2 immutable model base.
QSOR-0001829 | 62.2153 | 2026-09-01 | GBP | V1.0 | APPROVED BASELINE | Frozen QSOR V1 position used as V2 immutable model base.
QSOR-0001830 | 76.3542 | 2026-09-01 | GBP | V1.0 | APPROVED BASELINE | Frozen QSOR V1 position used as V2 immutable model base.
QSOR-0001831 | 99.9195 | 2026-09-01 | GBP | V1.0 | APPROVED BASELINE | Frozen QSOR V1 position used as V2 immutable model base.
QSOR-0001832 | 118.7714 | 2026-09-01 | GBP | V1.0 | APPROVED BASELINE | Frozen QSOR V1 position used as V2 immutable model base.
QSOR-0001833 | 142.3366 | 2026-09-01 | GBP | V1.0 | APPROVED BASELINE | Frozen QSOR V1 position used as V2 immutable model base.
QSOR-0001834 | 198.8932 | 2026-09-01 | GBP | V1.0 | APPROVED BASELINE | Frozen QSOR V1 position used as V2 immutable model base.
QSOR-0001835 | 264.8756 | 2026-09-01 | GBP | V1.0 | APPROVED BASELINE | Frozen QSOR V1 position used as V2 immutable model base.
QSOR-0001836 | 368.5624 | 2026-09-01 | GBP | V1.0 | APPROVED BASELINE | Frozen QSOR V1 position used as V2 immutable model base.
QSOR-0001837 | 170.619 | 2026-09-01 | GBP | V1.0 | APPROVED BASELINE | Frozen QSOR V1 position used as V2 immutable model base.
QSOR-0001838 | 198.898 | 2026-09-01 | GBP | V1.0 | APPROVED BASELINE | Frozen QSOR V1 position used as V2 immutable model base.
QSOR-0001839 | 236.6031 | 2026-09-01 | GBP | V1.0 | APPROVED BASELINE | Frozen QSOR V1 position used as V2 immutable model base.
QSOR-0001840 | 302.5871 | 2026-09-01 | GBP | V1.0 | APPROVED BASELINE | Frozen QSOR V1 position used as V2 immutable model base.
QSOR-0001841 | 406.2765 | 2026-09-01 | GBP | V1.0 | APPROVED BASELINE | Frozen QSOR V1 position used as V2 immutable model base.
QSOR-0001842 | 528.8181 | 2026-09-01 | GBP | V1.0 | APPROVED BASELINE | Frozen QSOR V1 position used as V2 immutable model base.
QSOR-0001843 | 717.344 | 2026-09-01 | GBP | V1.0 | APPROVED BASELINE | Frozen QSOR V1 position used as V2 immutable model base.
QSOR-0001844 | 151.7715 | 2026-09-01 | GBP | V1.0 | APPROVED BASELINE | Frozen QSOR V1 position used as V2 immutable model base.
QSOR-0001845 | 170.6246 | 2026-09-01 | GBP | V1.0 | APPROVED BASELINE | Frozen QSOR V1 position used as V2 immutable model base.
QSOR-0001846 | 198.9047 | 2026-09-01 | GBP | V1.0 | APPROVED BASELINE | Frozen QSOR V1 position used as V2 immutable model base.
QSOR-0001847 | 264.8907 | 2026-09-01 | GBP | V1.0 | APPROVED BASELINE | Frozen QSOR V1 position used as V2 immutable model base.
QSOR-0001848 | 321.4506 | 2026-09-01 | GBP | V1.0 | APPROVED BASELINE | Frozen QSOR V1 position used as V2 immutable model base.
QSOR-0001849 | 453.423 | 2026-09-01 | GBP | V1.0 | APPROVED BASELINE | Frozen QSOR V1 position used as V2 immutable model base.
QSOR-0001850 | 46.8067 | 2026-09-01 | GBP | V1.0 | APPROVED BASELINE | Frozen QSOR V1 position used as V2 immutable model base.
QSOR-0001851 | 44.2912 | 2026-09-01 | GBP | V1.0 | APPROVED BASELINE | Frozen QSOR V1 position used as V2 immutable model base.
QSOR-0001852 | 50.4759 | 2026-09-01 | GBP | V1.0 | APPROVED BASELINE | Frozen QSOR V1 position used as V2 immutable model base.
QSOR-0001853 | 50.8303 | 2026-09-01 | GBP | V1.0 | APPROVED BASELINE | Frozen QSOR V1 position used as V2 immutable model base.
QSOR-0001854 | 61.3129 | 2026-09-01 | GBP | V1.0 | APPROVED BASELINE | Frozen QSOR V1 position used as V2 immutable model base.
QSOR-0001855 | 70.0923 | 2026-09-01 | GBP | V1.0 | APPROVED BASELINE | Frozen QSOR V1 position used as V2 immutable model base.
QSOR-0001856 | 84.4354 | 2026-09-01 | GBP | V1.0 | APPROVED BASELINE | Frozen QSOR V1 position used as V2 immutable model base.
QSOR-0001857 | 97.3081 | 2026-09-01 | GBP | V1.0 | APPROVED BASELINE | Frozen QSOR V1 position used as V2 immutable model base.
QSOR-0001858 | 115.7132 | 2026-09-01 | GBP | V1.0 | APPROVED BASELINE | Frozen QSOR V1 position used as V2 immutable model base.
QSOR-0001859 | 134.0002 | 2026-09-01 | GBP | V1.0 | APPROVED BASELINE | Frozen QSOR V1 position used as V2 immutable model base.
QSOR-0001860 | 156.3003 | 2026-09-01 | GBP | V1.0 | APPROVED BASELINE | Frozen QSOR V1 position used as V2 immutable model base.
QSOR-0001861 | 187.919 | 2026-09-01 | GBP | V1.0 | APPROVED BASELINE | Frozen QSOR V1 position used as V2 immutable model base.
QSOR-0001862 | 216.8673 | 2026-09-01 | GBP | V1.0 | APPROVED BASELINE | Frozen QSOR V1 position used as V2 immutable model base.
QSOR-0001863 | 257.635 | 2026-09-01 | GBP | V1.0 | APPROVED BASELINE | Frozen QSOR V1 position used as V2 immutable model base.
QSOR-0001864 | 299.7774 | 2026-09-01 | GBP | V1.0 | APPROVED BASELINE | Frozen QSOR V1 position used as V2 immutable model base.
QSOR-0001865 | 357.5548 | 2026-09-01 | GBP | V1.0 | APPROVED BASELINE | Frozen QSOR V1 position used as V2 immutable model base.
QSOR-0001866 | 412.8908 | 2026-09-01 | GBP | V1.0 | APPROVED BASELINE | Frozen QSOR V1 position used as V2 immutable model base.
QSOR-0001867 | 485.7589 | 2026-09-01 | GBP | V1.0 | APPROVED BASELINE | Frozen QSOR V1 position used as V2 immutable model base.
QSOR-0001868 | 568.9491 | 2026-09-01 | GBP | V1.0 | APPROVED BASELINE | Frozen QSOR V1 position used as V2 immutable model base.
QSOR-0001869 | 8.7655 | 2026-09-01 | GBP | V1.0 | APPROVED BASELINE | Frozen QSOR V1 position used as V2 immutable model base.
QSOR-0001870 | 9.1021 | 2026-09-01 | GBP | V1.0 | APPROVED BASELINE | Frozen QSOR V1 position used as V2 immutable model base.
QSOR-0001871 | 10.1728 | 2026-09-01 | GBP | V1.0 | APPROVED BASELINE | Frozen QSOR V1 position used as V2 immutable model base.
QSOR-0001872 | 10.2117 | 2026-09-01 | GBP | V1.0 | APPROVED BASELINE | Frozen QSOR V1 position used as V2 immutable model base.
QSOR-0001873 | 15.2202 | 2026-09-01 | GBP | V1.0 | APPROVED BASELINE | Frozen QSOR V1 position used as V2 immutable model base.
QSOR-0001874 | 20.9787 | 2026-09-01 | GBP | V1.0 | APPROVED BASELINE | Frozen QSOR V1 position used as V2 immutable model base.
QSOR-0001875 | 23.5121 | 2026-09-01 | GBP | V1.0 | APPROVED BASELINE | Frozen QSOR V1 position used as V2 immutable model base.
QSOR-0001876 | 29.9854 | 2026-09-01 | GBP | V1.0 | APPROVED BASELINE | Frozen QSOR V1 position used as V2 immutable model base.
QSOR-0001877 | 39.9244 | 2026-09-01 | GBP | V1.0 | APPROVED BASELINE | Frozen QSOR V1 position used as V2 immutable model base.
QSOR-0001878 | 51.9887 | 2026-09-01 | GBP | V1.0 | APPROVED BASELINE | Frozen QSOR V1 position used as V2 immutable model base.
QSOR-0001879 | 67.4082 | 2026-09-01 | GBP | V1.0 | APPROVED BASELINE | Frozen QSOR V1 position used as V2 immutable model base.
QSOR-0001880 | 91.0714 | 2026-09-01 | GBP | V1.0 | APPROVED BASELINE | Frozen QSOR V1 position used as V2 immutable model base.
QSOR-0001881 | 117.4575 | 2026-09-01 | GBP | V1.0 | APPROVED BASELINE | Frozen QSOR V1 position used as V2 immutable model base.
QSOR-0001882 | 149.7196 | 2026-09-01 | GBP | V1.0 | APPROVED BASELINE | Frozen QSOR V1 position used as V2 immutable model base.
QSOR-0001883 | 184.0176 | 2026-09-01 | GBP | V1.0 | APPROVED BASELINE | Frozen QSOR V1 position used as V2 immutable model base.
QSOR-0001884 | 233.6366 | 2026-09-01 | GBP | V1.0 | APPROVED BASELINE | Frozen QSOR V1 position used as V2 immutable model base.
QSOR-0001885 | 288.8105 | 2026-09-01 | GBP | V1.0 | APPROVED BASELINE | Frozen QSOR V1 position used as V2 immutable model base.
QSOR-0001886 | 361.5413 | 2026-09-01 | GBP | V1.0 | APPROVED BASELINE | Frozen QSOR V1 position used as V2 immutable model base.
QSOR-0001887 | 454.3111 | 2026-09-01 | GBP | V1.0 | APPROVED BASELINE | Frozen QSOR V1 position used as V2 immutable model base.
QSOR-0001888 | 27.9981 | 2026-09-01 | GBP | V1.0 | APPROVED BASELINE | Frozen QSOR V1 position used as V2 immutable model base.
QSOR-0001889 | 28.4473 | 2026-09-01 | GBP | V1.0 | APPROVED BASELINE | Frozen QSOR V1 position used as V2 immutable model base.
QSOR-0001890 | 33.4487 | 2026-09-01 | GBP | V1.0 | APPROVED BASELINE | Frozen QSOR V1 position used as V2 immutable model base.
QSOR-0001891 | 38.3008 | 2026-09-01 | GBP | V1.0 | APPROVED BASELINE | Frozen QSOR V1 position used as V2 immutable model base.
QSOR-0001892 | 44.9514 | 2026-09-01 | GBP | V1.0 | APPROVED BASELINE | Frozen QSOR V1 position used as V2 immutable model base.
QSOR-0001893 | 50.6115 | 2026-09-01 | GBP | V1.0 | APPROVED BASELINE | Frozen QSOR V1 position used as V2 immutable model base.
QSOR-0001894 | 59.5446 | 2026-09-01 | GBP | V1.0 | APPROVED BASELINE | Frozen QSOR V1 position used as V2 immutable model base.
QSOR-0001895 | 64.3599 | 2026-09-01 | GBP | V1.0 | APPROVED BASELINE | Frozen QSOR V1 position used as V2 immutable model base.
QSOR-0001896 | 69.0943 | 2026-09-01 | GBP | V1.0 | APPROVED BASELINE | Frozen QSOR V1 position used as V2 immutable model base.
QSOR-0001897 | 87.6464 | 2026-09-01 | GBP | V1.0 | APPROVED BASELINE | Frozen QSOR V1 position used as V2 immutable model base.
QSOR-0001898 | 118.1944 | 2026-09-01 | GBP | V1.0 | APPROVED BASELINE | Frozen QSOR V1 position used as V2 immutable model base.
QSOR-0001899 | 161.8626 | 2026-09-01 | GBP | V1.0 | APPROVED BASELINE | Frozen QSOR V1 position used as V2 immutable model base.
QSOR-0001900 | 215.4856 | 2026-09-01 | GBP | V1.0 | APPROVED BASELINE | Frozen QSOR V1 position used as V2 immutable model base.
QSOR-0001901 | 284.3853 | 2026-09-01 | GBP | V1.0 | APPROVED BASELINE | Frozen QSOR V1 position used as V2 immutable model base.
QSOR-0001902 | 363.877 | 2026-09-01 | GBP | V1.0 | APPROVED BASELINE | Frozen QSOR V1 position used as V2 immutable model base.
QSOR-0001903 | 479.7613 | 2026-09-01 | GBP | V1.0 | APPROVED BASELINE | Frozen QSOR V1 position used as V2 immutable model base.
QSOR-0001904 | 610.1513 | 2026-09-01 | GBP | V1.0 | APPROVED BASELINE | Frozen QSOR V1 position used as V2 immutable model base.
QSOR-0001905 | 797.3917 | 2026-09-01 | GBP | V1.0 | APPROVED BASELINE | Frozen QSOR V1 position used as V2 immutable model base.
QSOR-0001906 | 1050.5544 | 2026-09-01 | GBP | V1.0 | APPROVED BASELINE | Frozen QSOR V1 position used as V2 immutable model base.
QSOR-0001907 | 21.525 | 2026-09-01 | GBP | V1.0 | APPROVED BASELINE | Frozen QSOR V1 position used as V2 immutable model base.
QSOR-0001908 | 23.7083 | 2026-09-01 | GBP | V1.0 | APPROVED BASELINE | Frozen QSOR V1 position used as V2 immutable model base.
QSOR-0001909 | 25.8638 | 2026-09-01 | GBP | V1.0 | APPROVED BASELINE | Frozen QSOR V1 position used as V2 immutable model base.
QSOR-0001910 | 28.5078 | 2026-09-01 | GBP | V1.0 | APPROVED BASELINE | Frozen QSOR V1 position used as V2 immutable model base.
QSOR-0001911 | 32.2139 | 2026-09-01 | GBP | V1.0 | APPROVED BASELINE | Frozen QSOR V1 position used as V2 immutable model base.
QSOR-0001912 | 46.3143 | 2026-09-01 | GBP | V1.0 | APPROVED BASELINE | Frozen QSOR V1 position used as V2 immutable model base.
QSOR-0001913 | 52.2748 | 2026-09-01 | GBP | V1.0 | APPROVED BASELINE | Frozen QSOR V1 position used as V2 immutable model base.
QSOR-0001914 | 55.7936 | 2026-09-01 | GBP | V1.0 | APPROVED BASELINE | Frozen QSOR V1 position used as V2 immutable model base.
QSOR-0001915 | 62.4169 | 2026-09-01 | GBP | V1.0 | APPROVED BASELINE | Frozen QSOR V1 position used as V2 immutable model base.
QSOR-0001916 | 67.2486 | 2026-09-01 | GBP | V1.0 | APPROVED BASELINE | Frozen QSOR V1 position used as V2 immutable model base.
QSOR-0001917 | 120.4499 | 2026-09-01 | GBP | V1.0 | APPROVED BASELINE | Frozen QSOR V1 position used as V2 immutable model base.
QSOR-0001918 | 146.3432 | 2026-09-01 | GBP | V1.0 | APPROVED BASELINE | Frozen QSOR V1 position used as V2 immutable model base.
QSOR-0001919 | 148.0511 | 2026-09-01 | GBP | V1.0 | APPROVED BASELINE | Frozen QSOR V1 position used as V2 immutable model base.
QSOR-0001920 | 195.9035 | 2026-09-01 | GBP | V1.0 | APPROVED BASELINE | Frozen QSOR V1 position used as V2 immutable model base.
QSOR-0001921 | 301.0503 | 2026-09-01 | GBP | V1.0 | APPROVED BASELINE | Frozen QSOR V1 position used as V2 immutable model base.
QSOR-0001922 | 460.5381 | 2026-09-01 | GBP | V1.0 | APPROVED BASELINE | Frozen QSOR V1 position used as V2 immutable model base.
QSOR-0001923 | 456.7529 | 2026-09-01 | GBP | V1.0 | APPROVED BASELINE | Frozen QSOR V1 position used as V2 immutable model base.
QSOR-0001924 | 782.4046 | 2026-09-01 | GBP | V1.0 | APPROVED BASELINE | Frozen QSOR V1 position used as V2 immutable model base.
QSOR-0001925 | 1191.5387 | 2026-09-01 | GBP | V1.0 | APPROVED BASELINE | Frozen QSOR V1 position used as V2 immutable model base.
QSOR-0001926 | 55.5276 | 2026-09-01 | GBP | V1.0 | APPROVED BASELINE | Frozen QSOR V1 position used as V2 immutable model base.
QSOR-0001927 | 58.478 | 2026-09-01 | GBP | V1.0 | APPROVED BASELINE | Frozen QSOR V1 position used as V2 immutable model base.
QSOR-0001928 | 59.3079 | 2026-09-01 | GBP | V1.0 | APPROVED BASELINE | Frozen QSOR V1 position used as V2 immutable model base.
QSOR-0001929 | 65.0434 | 2026-09-01 | GBP | V1.0 | APPROVED BASELINE | Frozen QSOR V1 position used as V2 immutable model base.
QSOR-0001930 | 73.0827 | 2026-09-01 | GBP | V1.0 | APPROVED BASELINE | Frozen QSOR V1 position used as V2 immutable model base.
QSOR-0001931 | 78.5207 | 2026-09-01 | GBP | V1.0 | APPROVED BASELINE | Frozen QSOR V1 position used as V2 immutable model base.
QSOR-0001932 | 88.4434 | 2026-09-01 | GBP | V1.0 | APPROVED BASELINE | Frozen QSOR V1 position used as V2 immutable model base.
QSOR-0001933 | 117.2539 | 2026-09-01 | GBP | V1.0 | APPROVED BASELINE | Frozen QSOR V1 position used as V2 immutable model base.
QSOR-0001934 | 157.7741 | 2026-09-01 | GBP | V1.0 | APPROVED BASELINE | Frozen QSOR V1 position used as V2 immutable model base.
QSOR-0001935 | 177.3328 | 2026-09-01 | GBP | V1.0 | APPROVED BASELINE | Frozen QSOR V1 position used as V2 immutable model base.
QSOR-0001936 | 235.6998 | 2026-09-01 | GBP | V1.0 | APPROVED BASELINE | Frozen QSOR V1 position used as V2 immutable model base.
QSOR-0001937 | 288.9249 | 2026-09-01 | GBP | V1.0 | APPROVED BASELINE | Frozen QSOR V1 position used as V2 immutable model base.
QSOR-0001938 | 341.9088 | 2026-09-01 | GBP | V1.0 | APPROVED BASELINE | Frozen QSOR V1 position used as V2 immutable model base.
QSOR-0001939 | 414.1478 | 2026-09-01 | GBP | V1.0 | APPROVED BASELINE | Frozen QSOR V1 position used as V2 immutable model base.
QSOR-0001940 | 487.5286 | 2026-09-01 | GBP | V1.0 | APPROVED BASELINE | Frozen QSOR V1 position used as V2 immutable model base.
QSOR-0001941 | 595.3432 | 2026-09-01 | GBP | V1.0 | APPROVED BASELINE | Frozen QSOR V1 position used as V2 immutable model base.
QSOR-0001942 | 706.9794 | 2026-09-01 | GBP | V1.0 | APPROVED BASELINE | Frozen QSOR V1 position used as V2 immutable model base.
QSOR-0001943 | 845.7718 | 2026-09-01 | GBP | V1.0 | APPROVED BASELINE | Frozen QSOR V1 position used as V2 immutable model base.
QSOR-0001944 | 1033.1323 | 2026-09-01 | GBP | V1.0 | APPROVED BASELINE | Frozen QSOR V1 position used as V2 immutable model base.
QSOR-0001945 | 78.9742 | 2026-09-01 | GBP | V1.0 | APPROVED BASELINE | Frozen QSOR V1 position used as V2 immutable model base.
QSOR-0001946 | 82.0681 | 2026-09-01 | GBP | V1.0 | APPROVED BASELINE | Frozen QSOR V1 position used as V2 immutable model base.
QSOR-0001947 | 90.5598 | 2026-09-01 | GBP | V1.0 | APPROVED BASELINE | Frozen QSOR V1 position used as V2 immutable model base.
QSOR-0001948 | 99.4686 | 2026-09-01 | GBP | V1.0 | APPROVED BASELINE | Frozen QSOR V1 position used as V2 immutable model base.
QSOR-0001949 | 109.265 | 2026-09-01 | GBP | V1.0 | APPROVED BASELINE | Frozen QSOR V1 position used as V2 immutable model base.
QSOR-0001950 | 124.761 | 2026-09-01 | GBP | V1.0 | APPROVED BASELINE | Frozen QSOR V1 position used as V2 immutable model base.
QSOR-0001951 | 194.714 | 2026-09-01 | GBP | V1.0 | APPROVED BASELINE | Frozen QSOR V1 position used as V2 immutable model base.
QSOR-0001952 | 266.2082 | 2026-09-01 | GBP | V1.0 | APPROVED BASELINE | Frozen QSOR V1 position used as V2 immutable model base.
QSOR-0001953 | 341.7266 | 2026-09-01 | GBP | V1.0 | APPROVED BASELINE | Frozen QSOR V1 position used as V2 immutable model base.
QSOR-0001954 | 412.3618 | 2026-09-01 | GBP | V1.0 | APPROVED BASELINE | Frozen QSOR V1 position used as V2 immutable model base.
QSOR-0001955 | 479.4842 | 2026-09-01 | GBP | V1.0 | APPROVED BASELINE | Frozen QSOR V1 position used as V2 immutable model base.
QSOR-0001956 | 525.5515 | 2026-09-01 | GBP | V1.0 | APPROVED BASELINE | Frozen QSOR V1 position used as V2 immutable model base.
QSOR-0001957 | 30.833 | 2026-09-01 | GBP | V1.0 | APPROVED BASELINE | Frozen QSOR V1 position used as V2 immutable model base.
QSOR-0001958 | 33.8292 | 2026-09-01 | GBP | V1.0 | APPROVED BASELINE | Frozen QSOR V1 position used as V2 immutable model base.
QSOR-0001959 | 38.3218 | 2026-09-01 | GBP | V1.0 | APPROVED BASELINE | Frozen QSOR V1 position used as V2 immutable model base.
QSOR-0001960 | 43.903 | 2026-09-01 | GBP | V1.0 | APPROVED BASELINE | Frozen QSOR V1 position used as V2 immutable model base.
QSOR-0001961 | 60.1347 | 2026-09-01 | GBP | V1.0 | APPROVED BASELINE | Frozen QSOR V1 position used as V2 immutable model base.
QSOR-0001962 | 68.9738 | 2026-09-01 | GBP | V1.0 | APPROVED BASELINE | Frozen QSOR V1 position used as V2 immutable model base.
QSOR-0001963 | 110.5614 | 2026-09-01 | GBP | V1.0 | APPROVED BASELINE | Frozen QSOR V1 position used as V2 immutable model base.
QSOR-0001964 | 149.955 | 2026-09-01 | GBP | V1.0 | APPROVED BASELINE | Frozen QSOR V1 position used as V2 immutable model base.
QSOR-0001965 | 156.5373 | 2026-09-01 | GBP | V1.0 | APPROVED BASELINE | Frozen QSOR V1 position used as V2 immutable model base.
QSOR-0001966 | 212.9258 | 2026-09-01 | GBP | V1.0 | APPROVED BASELINE | Frozen QSOR V1 position used as V2 immutable model base.
QSOR-0001967 | 235.7826 | 2026-09-01 | GBP | V1.0 | APPROVED BASELINE | Frozen QSOR V1 position used as V2 immutable model base.
QSOR-0001968 | 272.2879 | 2026-09-01 | GBP | V1.0 | APPROVED BASELINE | Frozen QSOR V1 position used as V2 immutable model base.
QSOR-0001969 | 81.1695 | 2026-09-01 | GBP | V1.0 | APPROVED BASELINE | Frozen QSOR V1 position used as V2 immutable model base.
QSOR-0001970 | 100.8443 | 2026-09-01 | GBP | V1.0 | APPROVED BASELINE | Frozen QSOR V1 position used as V2 immutable model base.
QSOR-0001971 | 126.237 | 2026-09-01 | GBP | V1.0 | APPROVED BASELINE | Frozen QSOR V1 position used as V2 immutable model base.
QSOR-0001972 | 158.2697 | 2026-09-01 | GBP | V1.0 | APPROVED BASELINE | Frozen QSOR V1 position used as V2 immutable model base.
QSOR-0001973 | 197.0624 | 2026-09-01 | GBP | V1.0 | APPROVED BASELINE | Frozen QSOR V1 position used as V2 immutable model base.
QSOR-0001974 | 246.6541 | 2026-09-01 | GBP | V1.0 | APPROVED BASELINE | Frozen QSOR V1 position used as V2 immutable model base.
QSOR-0001975 | 307.8413 | 2026-09-01 | GBP | V1.0 | APPROVED BASELINE | Frozen QSOR V1 position used as V2 immutable model base.
QSOR-0001976 | 386.1743 | 2026-09-01 | GBP | V1.0 | APPROVED BASELINE | Frozen QSOR V1 position used as V2 immutable model base.
QSOR-0001977 | 483.9848 | 2026-09-01 | GBP | V1.0 | APPROVED BASELINE | Frozen QSOR V1 position used as V2 immutable model base.
QSOR-0001978 | 601.432 | 2026-09-01 | GBP | V1.0 | APPROVED BASELINE | Frozen QSOR V1 position used as V2 immutable model base.
QSOR-0001979 | 753.8998 | 2026-09-01 | GBP | V1.0 | APPROVED BASELINE | Frozen QSOR V1 position used as V2 immutable model base.
QSOR-0001980 | 943.7588 | 2026-09-01 | GBP | V1.0 | APPROVED BASELINE | Frozen QSOR V1 position used as V2 immutable model base.
QSOR-0001981 | 72.8925 | 2026-09-01 | GBP | V1.0 | APPROVED BASELINE | Frozen QSOR V1 position used as V2 immutable model base.
QSOR-0001982 | 102.4567 | 2026-09-01 | GBP | V1.0 | APPROVED BASELINE | Frozen QSOR V1 position used as V2 immutable model base.
QSOR-0001983 | 113.1994 | 2026-09-01 | GBP | V1.0 | APPROVED BASELINE | Frozen QSOR V1 position used as V2 immutable model base.
QSOR-0001984 | 124.1381 | 2026-09-01 | GBP | V1.0 | APPROVED BASELINE | Frozen QSOR V1 position used as V2 immutable model base.
QSOR-0001985 | 139.2832 | 2026-09-01 | GBP | V1.0 | APPROVED BASELINE | Frozen QSOR V1 position used as V2 immutable model base.
QSOR-0001986 | 167.8391 | 2026-09-01 | GBP | V1.0 | APPROVED BASELINE | Frozen QSOR V1 position used as V2 immutable model base.
QSOR-0001987 | 208.103 | 2026-09-01 | GBP | V1.0 | APPROVED BASELINE | Frozen QSOR V1 position used as V2 immutable model base.
QSOR-0001988 | 312.4085 | 2026-09-01 | GBP | V1.0 | APPROVED BASELINE | Frozen QSOR V1 position used as V2 immutable model base.
QSOR-0001989 | 472.7537 | 2026-09-01 | GBP | V1.0 | APPROVED BASELINE | Frozen QSOR V1 position used as V2 immutable model base.
QSOR-0001990 | 710.2222 | 2026-09-01 | GBP | V1.0 | APPROVED BASELINE | Frozen QSOR V1 position used as V2 immutable model base.
QSOR-0001991 | 1069.5833 | 2026-09-01 | GBP | V1.0 | APPROVED BASELINE | Frozen QSOR V1 position used as V2 immutable model base.
QSOR-0001992 | 1598.4912 | 2026-09-01 | GBP | V1.0 | APPROVED BASELINE | Frozen QSOR V1 position used as V2 immutable model base.
QSOR-0001993 | 87.1203 | 2026-09-01 | GBP | V1.0 | APPROVED BASELINE | Frozen QSOR V1 position used as V2 immutable model base.
QSOR-0001994 | 109.357 | 2026-09-01 | GBP | V1.0 | APPROVED BASELINE | Frozen QSOR V1 position used as V2 immutable model base.
QSOR-0001995 | 124.5233 | 2026-09-01 | GBP | V1.0 | APPROVED BASELINE | Frozen QSOR V1 position used as V2 immutable model base.
QSOR-0001996 | 138.0005 | 2026-09-01 | GBP | V1.0 | APPROVED BASELINE | Frozen QSOR V1 position used as V2 immutable model base.
QSOR-0001997 | 166.4482 | 2026-09-01 | GBP | V1.0 | APPROVED BASELINE | Frozen QSOR V1 position used as V2 immutable model base.
QSOR-0001998 | 199.8493 | 2026-09-01 | GBP | V1.0 | APPROVED BASELINE | Frozen QSOR V1 position used as V2 immutable model base.
QSOR-0001999 | 294.7542 | 2026-09-01 | GBP | V1.0 | APPROVED BASELINE | Frozen QSOR V1 position used as V2 immutable model base.
QSOR-0002000 | 444.8677 | 2026-09-01 | GBP | V1.0 | APPROVED BASELINE | Frozen QSOR V1 position used as V2 immutable model base.
QSOR-0002001 | 672.7028 | 2026-09-01 | GBP | V1.0 | APPROVED BASELINE | Frozen QSOR V1 position used as V2 immutable model base.
QSOR-0002002 | 1005.1972 | 2026-09-01 | GBP | V1.0 | APPROVED BASELINE | Frozen QSOR V1 position used as V2 immutable model base.
QSOR-0002003 | 1207.5234 | 2026-09-01 | GBP | V1.0 | APPROVED BASELINE | Frozen QSOR V1 position used as V2 immutable model base.
QSOR-0002004 | 1454.8881 | 2026-09-01 | GBP | V1.0 | APPROVED BASELINE | Frozen QSOR V1 position used as V2 immutable model base.
QSOR-0002005 | 100.1595 | 2026-09-01 | GBP | V1.0 | APPROVED BASELINE | Frozen QSOR V1 position used as V2 immutable model base.
QSOR-0002006 | 105.3711 | 2026-09-01 | GBP | V1.0 | APPROVED BASELINE | Frozen QSOR V1 position used as V2 immutable model base.
QSOR-0002007 | 116.1111 | 2026-09-01 | GBP | V1.0 | APPROVED BASELINE | Frozen QSOR V1 position used as V2 immutable model base.
QSOR-0002008 | 136.2877 | 2026-09-01 | GBP | V1.0 | APPROVED BASELINE | Frozen QSOR V1 position used as V2 immutable model base.
QSOR-0002009 | 173.2034 | 2026-09-01 | GBP | V1.0 | APPROVED BASELINE | Frozen QSOR V1 position used as V2 immutable model base.
QSOR-0002010 | 221.4917 | 2026-09-01 | GBP | V1.0 | APPROVED BASELINE | Frozen QSOR V1 position used as V2 immutable model base.
QSOR-0002011 | 266.3816 | 2026-09-01 | GBP | V1.0 | APPROVED BASELINE | Frozen QSOR V1 position used as V2 immutable model base.
QSOR-0002012 | 355.2042 | 2026-09-01 | GBP | V1.0 | APPROVED BASELINE | Frozen QSOR V1 position used as V2 immutable model base.
QSOR-0002013 | 128.3322 | 2026-09-01 | GBP | V1.0 | APPROVED BASELINE | Frozen QSOR V1 position used as V2 immutable model base.
QSOR-0002014 | 133.4698 | 2026-09-01 | GBP | V1.0 | APPROVED BASELINE | Frozen QSOR V1 position used as V2 immutable model base.
QSOR-0002015 | 148.75 | 2026-09-01 | GBP | V1.0 | APPROVED BASELINE | Frozen QSOR V1 position used as V2 immutable model base.
QSOR-0002016 | 173.8877 | 2026-09-01 | GBP | V1.0 | APPROVED BASELINE | Frozen QSOR V1 position used as V2 immutable model base.
QSOR-0002017 | 215.0391 | 2026-09-01 | GBP | V1.0 | APPROVED BASELINE | Frozen QSOR V1 position used as V2 immutable model base.
QSOR-0002018 | 279.8999 | 2026-09-01 | GBP | V1.0 | APPROVED BASELINE | Frozen QSOR V1 position used as V2 immutable model base.
QSOR-0002019 | 365.5492 | 2026-09-01 | GBP | V1.0 | APPROVED BASELINE | Frozen QSOR V1 position used as V2 immutable model base.
QSOR-0002020 | 482.5485 | 2026-09-01 | GBP | V1.0 | APPROVED BASELINE | Frozen QSOR V1 position used as V2 immutable model base.
QSOR-0002021 | 626.7066 | 2026-09-01 | GBP | V1.0 | APPROVED BASELINE | Frozen QSOR V1 position used as V2 immutable model base.
QSOR-0002022 | 550.0838 | 2026-09-01 | GBP | V1.0 | APPROVED BASELINE | Frozen QSOR V1 position used as V2 immutable model base.
QSOR-0002023 | 557.006 | 2026-09-01 | GBP | V1.0 | APPROVED BASELINE | Frozen QSOR V1 position used as V2 immutable model base.
QSOR-0002024 | 589.8387 | 2026-09-01 | GBP | V1.0 | APPROVED BASELINE | Frozen QSOR V1 position used as V2 immutable model base.
QSOR-0002025 | 616.0436 | 2026-09-01 | GBP | V1.0 | APPROVED BASELINE | Frozen QSOR V1 position used as V2 immutable model base.
QSOR-0002026 | 674.8337 | 2026-09-01 | GBP | V1.0 | APPROVED BASELINE | Frozen QSOR V1 position used as V2 immutable model base.
QSOR-0002027 | 873.7112 | 2026-09-01 | GBP | V1.0 | APPROVED BASELINE | Frozen QSOR V1 position used as V2 immutable model base.
QSOR-0002028 | 1135.1798 | 2026-09-01 | GBP | V1.0 | APPROVED BASELINE | Frozen QSOR V1 position used as V2 immutable model base.
QSOR-0002029 | 1503.549 | 2026-09-01 | GBP | V1.0 | APPROVED BASELINE | Frozen QSOR V1 position used as V2 immutable model base.
QSOR-0002030 | 93.1604 | 2026-09-01 | GBP | V1.0 | APPROVED BASELINE | Frozen QSOR V1 position used as V2 immutable model base.
QSOR-0002031 | 89.723 | 2026-09-01 | GBP | V1.0 | APPROVED BASELINE | Frozen QSOR V1 position used as V2 immutable model base.
QSOR-0002032 | 95.2087 | 2026-09-01 | GBP | V1.0 | APPROVED BASELINE | Frozen QSOR V1 position used as V2 immutable model base.
QSOR-0002033 | 117.8375 | 2026-09-01 | GBP | V1.0 | APPROVED BASELINE | Frozen QSOR V1 position used as V2 immutable model base.
QSOR-0002034 | 140.478 | 2026-09-01 | GBP | V1.0 | APPROVED BASELINE | Frozen QSOR V1 position used as V2 immutable model base.
QSOR-0002035 | 58.8103 | 2026-09-01 | GBP | V1.0 | APPROVED BASELINE | Frozen QSOR V1 position used as V2 immutable model base.
QSOR-0002036 | 64.7506 | 2026-09-01 | GBP | V1.0 | APPROVED BASELINE | Frozen QSOR V1 position used as V2 immutable model base.
QSOR-0002037 | 107.5321 | 2026-09-01 | GBP | V1.0 | APPROVED BASELINE | Frozen QSOR V1 position used as V2 immutable model base.
QSOR-0002038 | 131.6232 | 2026-09-01 | GBP | V1.0 | APPROVED BASELINE | Frozen QSOR V1 position used as V2 immutable model base.
QSOR-0002039 | 198.29 | 2026-09-01 | GBP | V1.0 | APPROVED BASELINE | Frozen QSOR V1 position used as V2 immutable model base.
QSOR-0002040 | 279.9006 | 2026-09-01 | GBP | V1.0 | APPROVED BASELINE | Frozen QSOR V1 position used as V2 immutable model base.
QSOR-0002041 | 347.4107 | 2026-09-01 | GBP | V1.0 | APPROVED BASELINE | Frozen QSOR V1 position used as V2 immutable model base.
QSOR-0002042 | 415.873 | 2026-09-01 | GBP | V1.0 | APPROVED BASELINE | Frozen QSOR V1 position used as V2 immutable model base.
QSOR-0002043 | 14.7195 | 2026-09-01 | GBP | V1.0 | APPROVED BASELINE | Frozen QSOR V1 position used as V2 immutable model base.
QSOR-0002044 | 14.7873 | 2026-09-01 | GBP | V1.0 | APPROVED BASELINE | Frozen QSOR V1 position used as V2 immutable model base.
QSOR-0002045 | 15.5544 | 2026-09-01 | GBP | V1.0 | APPROVED BASELINE | Frozen QSOR V1 position used as V2 immutable model base.
QSOR-0002046 | 16.7572 | 2026-09-01 | GBP | V1.0 | APPROVED BASELINE | Frozen QSOR V1 position used as V2 immutable model base.
QSOR-0002047 | 16.7773 | 2026-09-01 | GBP | V1.0 | APPROVED BASELINE | Frozen QSOR V1 position used as V2 immutable model base.
QSOR-0002048 | 19.5792 | 2026-09-01 | GBP | V1.0 | APPROVED BASELINE | Frozen QSOR V1 position used as V2 immutable model base.
QSOR-0002049 | 19.6752 | 2026-09-01 | GBP | V1.0 | APPROVED BASELINE | Frozen QSOR V1 position used as V2 immutable model base.
QSOR-0002050 | 22.2475 | 2026-09-01 | GBP | V1.0 | APPROVED BASELINE | Frozen QSOR V1 position used as V2 immutable model base.
QSOR-0002051 | 26.7742 | 2026-09-01 | GBP | V1.0 | APPROVED BASELINE | Frozen QSOR V1 position used as V2 immutable model base.
QSOR-0002052 | 27.9165 | 2026-09-01 | GBP | V1.0 | APPROVED BASELINE | Frozen QSOR V1 position used as V2 immutable model base.
QSOR-0002053 | 58.6798 | 2026-09-01 | GBP | V1.0 | APPROVED BASELINE | Frozen QSOR V1 position used as V2 immutable model base.
QSOR-0002054 | 89.7042 | 2026-09-01 | GBP | V1.0 | APPROVED BASELINE | Frozen QSOR V1 position used as V2 immutable model base.
QSOR-0002055 | 192.5328 | 2026-09-01 | GBP | V1.0 | APPROVED BASELINE | Frozen QSOR V1 position used as V2 immutable model base.
QSOR-0002056 | 86.971 | 2026-09-01 | GBP | V1.0 | APPROVED BASELINE | Frozen QSOR V1 position used as V2 immutable model base.
QSOR-0002057 | 176.5141 | 2026-09-01 | GBP | V1.0 | APPROVED BASELINE | Frozen QSOR V1 position used as V2 immutable model base.
QSOR-0002058 | 289.7178 | 2026-09-01 | GBP | V1.0 | APPROVED BASELINE | Frozen QSOR V1 position used as V2 immutable model base.
QSOR-0002059 | 171.5179 | 2026-09-01 | GBP | V1.0 | APPROVED BASELINE | Frozen QSOR V1 position used as V2 immutable model base.
QSOR-0002060 | 358.2855 | 2026-09-01 | GBP | V1.0 | APPROVED BASELINE | Frozen QSOR V1 position used as V2 immutable model base.
QSOR-0002061 | 614.7364 | 2026-09-01 | GBP | V1.0 | APPROVED BASELINE | Frozen QSOR V1 position used as V2 immutable model base.
QSOR-0002062 | 2398.822 | 2026-09-01 | GBP | V1.0 | APPROVED BASELINE | Frozen QSOR V1 position used as V2 immutable model base.
QSOR-0002063 | 2621.6844 | 2026-09-01 | GBP | V1.0 | APPROVED BASELINE | Frozen QSOR V1 position used as V2 immutable model base.
QSOR-0002064 | 2866.3464 | 2026-09-01 | GBP | V1.0 | APPROVED BASELINE | Frozen QSOR V1 position used as V2 immutable model base.
QSOR-0002065 | 3002.2031 | 2026-09-01 | GBP | V1.0 | APPROVED BASELINE | Frozen QSOR V1 position used as V2 immutable model base.
QSOR-0002066 | 3269.9116 | 2026-09-01 | GBP | V1.0 | APPROVED BASELINE | Frozen QSOR V1 position used as V2 immutable model base.
QSOR-0002067 | 85.7851 | 2026-09-01 | GBP | V1.0 | APPROVED BASELINE | Frozen QSOR V1 position used as V2 immutable model base.
QSOR-0002068 | 114.065 | 2026-09-01 | GBP | V1.0 | APPROVED BASELINE | Frozen QSOR V1 position used as V2 immutable model base.
QSOR-0002069 | 175.3379 | 2026-09-01 | GBP | V1.0 | APPROVED BASELINE | Frozen QSOR V1 position used as V2 immutable model base.
QSOR-0002070 | 90.5031 | 2026-09-01 | GBP | V1.0 | APPROVED BASELINE | Frozen QSOR V1 position used as V2 immutable model base.
QSOR-0002071 | 137.6386 | 2026-09-01 | GBP | V1.0 | APPROVED BASELINE | Frozen QSOR V1 position used as V2 immutable model base.
QSOR-0002072 | 227.1959 | 2026-09-01 | GBP | V1.0 | APPROVED BASELINE | Frozen QSOR V1 position used as V2 immutable model base.
QSOR-0002073 | 180.0529 | 2026-09-01 | GBP | V1.0 | APPROVED BASELINE | Frozen QSOR V1 position used as V2 immutable model base.
QSOR-0002074 | 264.8931 | 2026-09-01 | GBP | V1.0 | APPROVED BASELINE | Frozen QSOR V1 position used as V2 immutable model base.
QSOR-0002075 | 453.4271 | 2026-09-01 | GBP | V1.0 | APPROVED BASELINE | Frozen QSOR V1 position used as V2 immutable model base.
QSOR-0002076 | 613.681 | 2026-09-01 | GBP | V1.0 | APPROVED BASELINE | Frozen QSOR V1 position used as V2 immutable model base.
QSOR-0002077 | 104.6342 | 2026-09-01 | GBP | V1.0 | APPROVED BASELINE | Frozen QSOR V1 position used as V2 immutable model base.
QSOR-0002078 | 142.3395 | 2026-09-01 | GBP | V1.0 | APPROVED BASELINE | Frozen QSOR V1 position used as V2 immutable model base.
QSOR-0002079 | 208.323 | 2026-09-01 | GBP | V1.0 | APPROVED BASELINE | Frozen QSOR V1 position used as V2 immutable model base.
QSOR-0002080 | 425.1691 | 2026-09-01 | GBP | V1.0 | APPROVED BASELINE | Frozen QSOR V1 position used as V2 immutable model base.
QSOR-0002081 | 613.7126 | 2026-09-01 | GBP | V1.0 | APPROVED BASELINE | Frozen QSOR V1 position used as V2 immutable model base.
QSOR-0002082 | 896.5283 | 2026-09-01 | GBP | V1.0 | APPROVED BASELINE | Frozen QSOR V1 position used as V2 immutable model base.
QSOR-0002083 | 1179.344 | 2026-09-01 | GBP | V1.0 | APPROVED BASELINE | Frozen QSOR V1 position used as V2 immutable model base.
QSOR-0002084 | 170.6489 | 2026-09-01 | GBP | V1.0 | APPROVED BASELINE | Frozen QSOR V1 position used as V2 immutable model base.
QSOR-0002085 | 227.2166 | 2026-09-01 | GBP | V1.0 | APPROVED BASELINE | Frozen QSOR V1 position used as V2 immutable model base.
QSOR-0002086 | 330.9241 | 2026-09-01 | GBP | V1.0 | APPROVED BASELINE | Frozen QSOR V1 position used as V2 immutable model base.
QSOR-0002087 | 425.2037 | 2026-09-01 | GBP | V1.0 | APPROVED BASELINE | Frozen QSOR V1 position used as V2 immutable model base.
QSOR-0002088 | 29.2255 | 2026-09-01 | GBP | V1.0 | APPROVED BASELINE | Frozen QSOR V1 position used as V2 immutable model base.
QSOR-0002089 | 43.3652 | 2026-09-01 | GBP | V1.0 | APPROVED BASELINE | Frozen QSOR V1 position used as V2 immutable model base.
QSOR-0002090 | 62.2184 | 2026-09-01 | GBP | V1.0 | APPROVED BASELINE | Frozen QSOR V1 position used as V2 immutable model base.
QSOR-0002091 | 33.939 | 2026-09-01 | GBP | V1.0 | APPROVED BASELINE | Frozen QSOR V1 position used as V2 immutable model base.
QSOR-0002092 | 43.3657 | 2026-09-01 | GBP | V1.0 | APPROVED BASELINE | Frozen QSOR V1 position used as V2 immutable model base.
QSOR-0002093 | 52.7922 | 2026-09-01 | GBP | V1.0 | APPROVED BASELINE | Frozen QSOR V1 position used as V2 immutable model base.
QSOR-0002094 | 283.7345 | 2026-09-01 | GBP | V1.0 | APPROVED BASELINE | Frozen QSOR V1 position used as V2 immutable model base.
QSOR-0002095 | 519.3919 | 2026-09-01 | GBP | V1.0 | APPROVED BASELINE | Frozen QSOR V1 position used as V2 immutable model base.
QSOR-0002096 | 896.4436 | 2026-09-01 | GBP | V1.0 | APPROVED BASELINE | Frozen QSOR V1 position used as V2 immutable model base.
QSOR-0002097 | 1367.7584 | 2026-09-01 | GBP | V1.0 | APPROVED BASELINE | Frozen QSOR V1 position used as V2 immutable model base.
QSOR-0002098 | 3771.9852 | 2026-09-01 | GBP | V1.0 | APPROVED BASELINE | Frozen QSOR V1 position used as V2 immutable model base.
QSOR-0002099 | 6600.2648 | 2026-09-01 | GBP | V1.0 | APPROVED BASELINE | Frozen QSOR V1 position used as V2 immutable model base.
QSOR-0002100 | 11314.0643 | 2026-09-01 | GBP | V1.0 | APPROVED BASELINE | Frozen QSOR V1 position used as V2 immutable model base.
QSOR-0002101 | 4714.6119 | 2026-09-01 | GBP | V1.0 | APPROVED BASELINE | Frozen QSOR V1 position used as V2 immutable model base.
QSOR-0002102 | 7542.8115 | 2026-09-01 | GBP | V1.0 | APPROVED BASELINE | Frozen QSOR V1 position used as V2 immutable model base.
QSOR-0002103 | 425.1343 | 2026-09-01 | GBP | V1.0 | APPROVED BASELINE | Frozen QSOR V1 position used as V2 immutable model base.
QSOR-0002104 | 707.9268 | 2026-09-01 | GBP | V1.0 | APPROVED BASELINE | Frozen QSOR V1 position used as V2 immutable model base.
QSOR-0002105 | 3771.8127 | 2026-09-01 | GBP | V1.0 | APPROVED BASELINE | Frozen QSOR V1 position used as V2 immutable model base.
QSOR-0002106 | 6599.963 | 2026-09-01 | GBP | V1.0 | APPROVED BASELINE | Frozen QSOR V1 position used as V2 immutable model base.
QSOR-0002107 | 11313.547 | 2026-09-01 | GBP | V1.0 | APPROVED BASELINE | Frozen QSOR V1 position used as V2 immutable model base.
QSOR-0002108 | 472.2323 | 2026-09-01 | GBP | V1.0 | APPROVED BASELINE | Frozen QSOR V1 position used as V2 immutable model base.
QSOR-0002109 | 755.1046 | 2026-09-01 | GBP | V1.0 | APPROVED BASELINE | Frozen QSOR V1 position used as V2 immutable model base.
QSOR-0002110 | 2829.0946 | 2026-09-01 | GBP | V1.0 | APPROVED BASELINE | Frozen QSOR V1 position used as V2 immutable model base.
QSOR-0002111 | 5657.2437 | 2026-09-01 | GBP | V1.0 | APPROVED BASELINE | Frozen QSOR V1 position used as V2 immutable model base.
QSOR-0002112 | 9428.109 | 2026-09-01 | GBP | V1.0 | APPROVED BASELINE | Frozen QSOR V1 position used as V2 immutable model base.
QSOR-0002113 | 3771.9404 | 2026-09-01 | GBP | V1.0 | APPROVED BASELINE | Frozen QSOR V1 position used as V2 immutable model base.
QSOR-0002114 | 6600.1867 | 2026-09-01 | GBP | V1.0 | APPROVED BASELINE | Frozen QSOR V1 position used as V2 immutable model base.
QSOR-0002115 | 11313.9302 | 2026-09-01 | GBP | V1.0 | APPROVED BASELINE | Frozen QSOR V1 position used as V2 immutable model base.
QSOR-0002116 | 4243.2549 | 2026-09-01 | GBP | V1.0 | APPROVED BASELINE | Frozen QSOR V1 position used as V2 immutable model base.
QSOR-0002117 | 7542.8283 | 2026-09-01 | GBP | V1.0 | APPROVED BASELINE | Frozen QSOR V1 position used as V2 immutable model base.
QSOR-0002118 | 13199.2404 | 2026-09-01 | GBP | V1.0 | APPROVED BASELINE | Frozen QSOR V1 position used as V2 immutable model base.
QSOR-0002119 | 1886.3132 | 2026-09-01 | GBP | V1.0 | APPROVED BASELINE | Frozen QSOR V1 position used as V2 immutable model base.
QSOR-0002120 | 3771.6809 | 2026-09-01 | GBP | V1.0 | APPROVED BASELINE | Frozen QSOR V1 position used as V2 immutable model base.
QSOR-0002121 | 5657.0485 | 2026-09-01 | GBP | V1.0 | APPROVED BASELINE | Frozen QSOR V1 position used as V2 immutable model base.
QSOR-0002122 | 236.6276 | 2026-09-01 | GBP | V1.0 | APPROVED BASELINE | Frozen QSOR V1 position used as V2 immutable model base.
QSOR-0002123 | 566.5825 | 2026-09-01 | GBP | V1.0 | APPROVED BASELINE | Frozen QSOR V1 position used as V2 immutable model base.
QSOR-0002124 | 1886.2622 | 2026-09-01 | GBP | V1.0 | APPROVED BASELINE | Frozen QSOR V1 position used as V2 immutable model base.
QSOR-0002125 | 3771.5784 | 2026-09-01 | GBP | V1.0 | APPROVED BASELINE | Frozen QSOR V1 position used as V2 immutable model base.
QSOR-0002126 | 311.3118 | 2026-09-01 | GBP | V1.0 | APPROVED BASELINE | Frozen QSOR V1 position used as V2 immutable model base.
QSOR-0002127 | 133.481 | 2026-09-01 | GBP | V1.0 | APPROVED BASELINE | Frozen QSOR V1 position used as V2 immutable model base.
QSOR-0002128 | 188.5511 | 2026-09-01 | GBP | V1.0 | APPROVED BASELINE | Frozen QSOR V1 position used as V2 immutable model base.
QSOR-0002129 | 148.6992 | 2026-09-01 | GBP | V1.0 | APPROVED BASELINE | Frozen QSOR V1 position used as V2 immutable model base.
QSOR-0002130 | 161.9048 | 2026-09-01 | GBP | V1.0 | APPROVED BASELINE | Frozen QSOR V1 position used as V2 immutable model base.
QSOR-0002131 | 130.2875 | 2026-09-01 | GBP | V1.0 | APPROVED BASELINE | Frozen QSOR V1 position used as V2 immutable model base.
QSOR-0002132 | 130.8371 | 2026-09-01 | GBP | V1.0 | APPROVED BASELINE | Frozen QSOR V1 position used as V2 immutable model base.
QSOR-0002133 | 217.2277 | 2026-09-01 | GBP | V1.0 | APPROVED BASELINE | Frozen QSOR V1 position used as V2 immutable model base.
QSOR-0002134 | 127.8855 | 2026-09-01 | GBP | V1.0 | APPROVED BASELINE | Frozen QSOR V1 position used as V2 immutable model base.
QSOR-0002135 | 50.6248 | 2026-09-01 | GBP | V1.0 | APPROVED BASELINE | Frozen QSOR V1 position used as V2 immutable model base.
QSOR-0002136 | 82.9175 | 2026-09-01 | GBP | V1.0 | APPROVED BASELINE | Frozen QSOR V1 position used as V2 immutable model base.
QSOR-0002137 | 134.2051 | 2026-09-01 | GBP | V1.0 | APPROVED BASELINE | Frozen QSOR V1 position used as V2 immutable model base.
QSOR-0002138 | 56.6711 | 2026-09-01 | GBP | V1.0 | APPROVED BASELINE | Frozen QSOR V1 position used as V2 immutable model base.
QSOR-0002139 | 52.6303 | 2026-09-01 | GBP | V1.0 | APPROVED BASELINE | Frozen QSOR V1 position used as V2 immutable model base.
QSOR-0002140 | 108.253 | 2026-09-01 | GBP | V1.0 | APPROVED BASELINE | Frozen QSOR V1 position used as V2 immutable model base.
QSOR-0002141 | 426.5818 | 2026-09-01 | GBP | V1.0 | APPROVED BASELINE | Frozen QSOR V1 position used as V2 immutable model base.
QSOR-0002142 | 175.6638 | 2026-09-01 | GBP | V1.0 | APPROVED BASELINE | Frozen QSOR V1 position used as V2 immutable model base.
QSOR-0002143 | 157.2762 | 2026-09-01 | GBP | V1.0 | APPROVED BASELINE | Frozen QSOR V1 position used as V2 immutable model base.
QSOR-0002144 | 64.0879 | 2026-09-01 | GBP | V1.0 | APPROVED BASELINE | Frozen QSOR V1 position used as V2 immutable model base.
QSOR-0002145 | 347.6618 | 2026-09-01 | GBP | V1.0 | APPROVED BASELINE | Frozen QSOR V1 position used as V2 immutable model base.
QSOR-0002146 | 1059.4584 | 2026-09-01 | GBP | V1.0 | APPROVED BASELINE | Frozen QSOR V1 position used as V2 immutable model base.
QSOR-0002147 | 358.1594 | 2026-09-01 | GBP | V1.0 | APPROVED BASELINE | Frozen QSOR V1 position used as V2 immutable model base.
QSOR-0002148 | 440.8125 | 2026-09-01 | GBP | V1.0 | APPROVED BASELINE | Frozen QSOR V1 position used as V2 immutable model base.
QSOR-0002149 | 750.3193 | 2026-09-01 | GBP | V1.0 | APPROVED BASELINE | Frozen QSOR V1 position used as V2 immutable model base.
QSOR-0002150 | 644.3257 | 2026-09-01 | GBP | V1.0 | APPROVED BASELINE | Frozen QSOR V1 position used as V2 immutable model base.
QSOR-0002151 | 192.0727 | 2026-09-01 | GBP | V1.0 | APPROVED BASELINE | Frozen QSOR V1 position used as V2 immutable model base.
QSOR-0002152 | 1132.1464 | 2026-09-01 | GBP | V1.0 | APPROVED BASELINE | Frozen QSOR V1 position used as V2 immutable model base.
QSOR-0002153 | 1697.7468 | 2026-09-01 | GBP | V1.0 | APPROVED BASELINE | Frozen QSOR V1 position used as V2 immutable model base.
QSOR-0002154 | 2640.4141 | 2026-09-01 | GBP | V1.0 | APPROVED BASELINE | Frozen QSOR V1 position used as V2 immutable model base.
QSOR-0002155 | 3300.6307 | 2026-09-01 | GBP | V1.0 | APPROVED BASELINE | Frozen QSOR V1 position used as V2 immutable model base.
QSOR-0002156 | 5186.165 | 2026-09-01 | GBP | V1.0 | APPROVED BASELINE | Frozen QSOR V1 position used as V2 immutable model base.
QSOR-0002157 | 8014.4666 | 2026-09-01 | GBP | V1.0 | APPROVED BASELINE | Frozen QSOR V1 position used as V2 immutable model base.
QSOR-0002158 | 4242.9628 | 2026-09-01 | GBP | V1.0 | APPROVED BASELINE | Frozen QSOR V1 position used as V2 immutable model base.
QSOR-0002159 | 6128.3037 | 2026-09-01 | GBP | V1.0 | APPROVED BASELINE | Frozen QSOR V1 position used as V2 immutable model base.
QSOR-0002160 | 10370.3208 | 2026-09-01 | GBP | V1.0 | APPROVED BASELINE | Frozen QSOR V1 position used as V2 immutable model base.
QSOR-0002161 | 1697.8577 | 2026-09-01 | GBP | V1.0 | APPROVED BASELINE | Frozen QSOR V1 position used as V2 immutable model base.
QSOR-0002162 | 3960.4072 | 2026-09-01 | GBP | V1.0 | APPROVED BASELINE | Frozen QSOR V1 position used as V2 immutable model base.
QSOR-0002163 | 7071.4127 | 2026-09-01 | GBP | V1.0 | APPROVED BASELINE | Frozen QSOR V1 position used as V2 immutable model base.
QSOR-0002164 | 849.305 | 2026-09-01 | GBP | V1.0 | APPROVED BASELINE | Frozen QSOR V1 position used as V2 immutable model base.
QSOR-0002165 | 1132.0917 | 2026-09-01 | GBP | V1.0 | APPROVED BASELINE | Frozen QSOR V1 position used as V2 immutable model base.
QSOR-0002166 | 1697.6648 | 2026-09-01 | GBP | V1.0 | APPROVED BASELINE | Frozen QSOR V1 position used as V2 immutable model base.
QSOR-0002167 | 5.188 | 2026-09-01 | GBP | V1.0 | APPROVED BASELINE | Frozen QSOR V1 position used as V2 immutable model base.
QSOR-0002168 | 6.1306 | 2026-09-01 | GBP | V1.0 | APPROVED BASELINE | Frozen QSOR V1 position used as V2 immutable model base.
QSOR-0002169 | 1132.0997 | 2026-09-01 | GBP | V1.0 | APPROVED BASELINE | Frozen QSOR V1 position used as V2 immutable model base.
QSOR-0002170 | 1886.2025 | 2026-09-01 | GBP | V1.0 | APPROVED BASELINE | Frozen QSOR V1 position used as V2 immutable model base.
QSOR-0002171 | 3300.1451 | 2026-09-01 | GBP | V1.0 | APPROVED BASELINE | Frozen QSOR V1 position used as V2 immutable model base.
QSOR-0002172 | 5656.7161 | 2026-09-01 | GBP | V1.0 | APPROVED BASELINE | Frozen QSOR V1 position used as V2 immutable model base.
QSOR-0002173 | 14142.1876 | 2026-09-01 | GBP | V1.0 | APPROVED BASELINE | Frozen QSOR V1 position used as V2 immutable model base.
QSOR-0002174 | 23569.6821 | 2026-09-01 | GBP | V1.0 | APPROVED BASELINE | Frozen QSOR V1 position used as V2 immutable model base.
QSOR-0002175 | 42424.6714 | 2026-09-01 | GBP | V1.0 | APPROVED BASELINE | Frozen QSOR V1 position used as V2 immutable model base.
QSOR-0002176 | 18854.7786 | 2026-09-01 | GBP | V1.0 | APPROVED BASELINE | Frozen QSOR V1 position used as V2 immutable model base.
QSOR-0002177 | 32995.1532 | 2026-09-01 | GBP | V1.0 | APPROVED BASELINE | Frozen QSOR V1 position used as V2 immutable model base.
QSOR-0002178 | 56562.4444 | 2026-09-01 | GBP | V1.0 | APPROVED BASELINE | Frozen QSOR V1 position used as V2 immutable model base.
QSOR-0002179 | 4714.4136 | 2026-09-01 | GBP | V1.0 | APPROVED BASELINE | Frozen QSOR V1 position used as V2 immutable model base.
QSOR-0002180 | 7542.4942 | 2026-09-01 | GBP | V1.0 | APPROVED BASELINE | Frozen QSOR V1 position used as V2 immutable model base.
QSOR-0002181 | 11313.2683 | 2026-09-01 | GBP | V1.0 | APPROVED BASELINE | Frozen QSOR V1 position used as V2 immutable model base.
QSOR-0002182 | 1886.4195 | 2026-09-01 | GBP | V1.0 | APPROVED BASELINE | Frozen QSOR V1 position used as V2 immutable model base.
QSOR-0002183 | 3300.5248 | 2026-09-01 | GBP | V1.0 | APPROVED BASELINE | Frozen QSOR V1 position used as V2 immutable model base.
QSOR-0002184 | 208.3452 | 2026-09-01 | GBP | V1.0 | APPROVED BASELINE | Frozen QSOR V1 position used as V2 immutable model base.
QSOR-0002185 | 330.8994 | 2026-09-01 | GBP | V1.0 | APPROVED BASELINE | Frozen QSOR V1 position used as V2 immutable model base.
QSOR-0002186 | 566.5806 | 2026-09-01 | GBP | V1.0 | APPROVED BASELINE | Frozen QSOR V1 position used as V2 immutable model base.
QSOR-0002187 | 32994.9669 | 2026-09-01 | GBP | V1.0 | APPROVED BASELINE | Frozen QSOR V1 position used as V2 immutable model base.
QSOR-0002188 | 47135.2617 | 2026-09-01 | GBP | V1.0 | APPROVED BASELINE | Frozen QSOR V1 position used as V2 immutable model base.
QSOR-0002189 | 70702.4196 | 2026-09-01 | GBP | V1.0 | APPROVED BASELINE | Frozen QSOR V1 position used as V2 immutable model base.
QSOR-0002190 | 61275.5563 | 2026-09-01 | GBP | V1.0 | APPROVED BASELINE | Frozen QSOR V1 position used as V2 immutable model base.
QSOR-0002191 | 42422.4504 | 2026-09-01 | GBP | V1.0 | APPROVED BASELINE | Frozen QSOR V1 position used as V2 immutable model base.
QSOR-0002192 | 61276.4525 | 2026-09-01 | GBP | V1.0 | APPROVED BASELINE | Frozen QSOR V1 position used as V2 immutable model base.
QSOR-0002193 | 14140.9866 | 2026-09-01 | GBP | V1.0 | APPROVED BASELINE | Frozen QSOR V1 position used as V2 immutable model base.
QSOR-0002194 | 23567.6806 | 2026-09-01 | GBP | V1.0 | APPROVED BASELINE | Frozen QSOR V1 position used as V2 immutable model base.
QSOR-0002195 | 7542.2756 | 2026-09-01 | GBP | V1.0 | APPROVED BASELINE | Frozen QSOR V1 position used as V2 immutable model base.
QSOR-0002196 | 4714.5138 | 2026-09-01 | GBP | V1.0 | APPROVED BASELINE | Frozen QSOR V1 position used as V2 immutable model base.
QSOR-0002197 | 36078.2311 | 2026-09-01 | GBP | V1.0 | APPROVED BASELINE | Frozen QSOR V1 position used as V2 immutable model base.
QSOR-0002198 | 36391.2038 | 2026-09-01 | GBP | V1.0 | APPROVED BASELINE | Frozen QSOR V1 position used as V2 immutable model base.
QSOR-0002199 | 49023.4609 | 2026-09-01 | GBP | V1.0 | APPROVED BASELINE | Frozen QSOR V1 position used as V2 immutable model base.
QSOR-0002200 | 54260.3267 | 2026-09-01 | GBP | V1.0 | APPROVED BASELINE | Frozen QSOR V1 position used as V2 immutable model base.
QSOR-0002201 | 96130.2148 | 2026-09-01 | GBP | V1.0 | APPROVED BASELINE | Frozen QSOR V1 position used as V2 immutable model base.
QSOR-0002202 | 189363.0294 | 2026-09-01 | GBP | V1.0 | APPROVED BASELINE | Frozen QSOR V1 position used as V2 immutable model base.
QSOR-0002203 | 268198.4785 | 2026-09-01 | GBP | V1.0 | APPROVED BASELINE | Frozen QSOR V1 position used as V2 immutable model base.
QSOR-0002204 | 316304.1137 | 2026-09-01 | GBP | V1.0 | APPROVED BASELINE | Frozen QSOR V1 position used as V2 immutable model base.
QSOR-0002205 | 483561.8142 | 2026-09-01 | GBP | V1.0 | APPROVED BASELINE | Frozen QSOR V1 position used as V2 immutable model base.
QSOR-0002206 | 658850.435 | 2026-09-01 | GBP | V1.0 | APPROVED BASELINE | Frozen QSOR V1 position used as V2 immutable model base.
QSOR-0002207 | 1320.7712 | 2026-09-01 | GBP | V1.0 | APPROVED BASELINE | Frozen QSOR V1 position used as V2 immutable model base.
QSOR-0002208 | 1792.1375 | 2026-09-01 | GBP | V1.0 | APPROVED BASELINE | Frozen QSOR V1 position used as V2 immutable model base.
QSOR-0002209 | 2452.0503 | 2026-09-01 | GBP | V1.0 | APPROVED BASELINE | Frozen QSOR V1 position used as V2 immutable model base.
QSOR-0002210 | 4526.062 | 2026-09-01 | GBP | V1.0 | APPROVED BASELINE | Frozen QSOR V1 position used as V2 immutable model base.
QSOR-0002211 | 8014.1725 | 2026-09-01 | GBP | V1.0 | APPROVED BASELINE | Frozen QSOR V1 position used as V2 immutable model base.
QSOR-0002212 | 849.3739 | 2026-09-01 | GBP | V1.0 | APPROVED BASELINE | Frozen QSOR V1 position used as V2 immutable model base.
QSOR-0002213 | 1226.453 | 2026-09-01 | GBP | V1.0 | APPROVED BASELINE | Frozen QSOR V1 position used as V2 immutable model base.
QSOR-0002214 | 1792.072 | 2026-09-01 | GBP | V1.0 | APPROVED BASELINE | Frozen QSOR V1 position used as V2 immutable model base.
QSOR-0002215 | 802.1419 | 2026-09-01 | GBP | V1.0 | APPROVED BASELINE | Frozen QSOR V1 position used as V2 immutable model base.
QSOR-0002216 | 1132.046 | 2026-09-01 | GBP | V1.0 | APPROVED BASELINE | Frozen QSOR V1 position used as V2 immutable model base.
QSOR-0002217 | 1603.338 | 2026-09-01 | GBP | V1.0 | APPROVED BASELINE | Frozen QSOR V1 position used as V2 immutable model base.
QSOR-0002218 | 1415.0072 | 2026-09-01 | GBP | V1.0 | APPROVED BASELINE | Frozen QSOR V1 position used as V2 immutable model base.
QSOR-0002219 | 2357.715 | 2026-09-01 | GBP | V1.0 | APPROVED BASELINE | Frozen QSOR V1 position used as V2 immutable model base.
QSOR-0002220 | 849.3401 | 2026-09-01 | GBP | V1.0 | APPROVED BASELINE | Frozen QSOR V1 position used as V2 immutable model base.
QSOR-0002221 | 1697.7347 | 2026-09-01 | GBP | V1.0 | APPROVED BASELINE | Frozen QSOR V1 position used as V2 immutable model base.
QSOR-0002222 | 2828.9274 | 2026-09-01 | GBP | V1.0 | APPROVED BASELINE | Frozen QSOR V1 position used as V2 immutable model base.
QSOR-0002223 | 4714.2487 | 2026-09-01 | GBP | V1.0 | APPROVED BASELINE | Frozen QSOR V1 position used as V2 immutable model base.
QSOR-0002224 | 7070.9002 | 2026-09-01 | GBP | V1.0 | APPROVED BASELINE | Frozen QSOR V1 position used as V2 immutable model base.
QSOR-0002225 | 566.5857 | 2026-09-01 | GBP | V1.0 | APPROVED BASELINE | Frozen QSOR V1 position used as V2 immutable model base.
QSOR-0002226 | 1132.2259 | 2026-09-01 | GBP | V1.0 | APPROVED BASELINE | Frozen QSOR V1 position used as V2 immutable model base.
QSOR-0002227 | 2074.9595 | 2026-09-01 | GBP | V1.0 | APPROVED BASELINE | Frozen QSOR V1 position used as V2 immutable model base.
QSOR-0002228 | 3300.513 | 2026-09-01 | GBP | V1.0 | APPROVED BASELINE | Frozen QSOR V1 position used as V2 immutable model base.
QSOR-0002229 | 4714.6132 | 2026-09-01 | GBP | V1.0 | APPROVED BASELINE | Frozen QSOR V1 position used as V2 immutable model base.
QSOR-0002230 | 425.1466 | 2026-09-01 | GBP | V1.0 | APPROVED BASELINE | Frozen QSOR V1 position used as V2 immutable model base.
QSOR-0002231 | 707.9475 | 2026-09-01 | GBP | V1.0 | APPROVED BASELINE | Frozen QSOR V1 position used as V2 immutable model base.
QSOR-0002232 | 1132.1484 | 2026-09-01 | GBP | V1.0 | APPROVED BASELINE | Frozen QSOR V1 position used as V2 immutable model base.
QSOR-0002233 | 20817.8873 | 2026-09-01 | GBP | V1.0 | APPROVED BASELINE | Frozen QSOR V1 position used as V2 immutable model base.
QSOR-0002234 | 23598.5332 | 2026-09-01 | GBP | V1.0 | APPROVED BASELINE | Frozen QSOR V1 position used as V2 immutable model base.
QSOR-0002235 | 26489.0788 | 2026-09-01 | GBP | V1.0 | APPROVED BASELINE | Frozen QSOR V1 position used as V2 immutable model base.
QSOR-0002236 | 32156.6928 | 2026-09-01 | GBP | V1.0 | APPROVED BASELINE | Frozen QSOR V1 position used as V2 immutable model base.
QSOR-0002237 | 37745.4054 | 2026-09-01 | GBP | V1.0 | APPROVED BASELINE | Frozen QSOR V1 position used as V2 immutable model base.
QSOR-0002238 | 48453.3934 | 2026-09-01 | GBP | V1.0 | APPROVED BASELINE | Frozen QSOR V1 position used as V2 immutable model base.
QSOR-0002239 | 37706.3292 | 2026-09-01 | GBP | V1.0 | APPROVED BASELINE | Frozen QSOR V1 position used as V2 immutable model base.
QSOR-0002240 | 51845.8482 | 2026-09-01 | GBP | V1.0 | APPROVED BASELINE | Frozen QSOR V1 position used as V2 immutable model base.
QSOR-0002241 | 65985.3669 | 2026-09-01 | GBP | V1.0 | APPROVED BASELINE | Frozen QSOR V1 position used as V2 immutable model base.
QSOR-0002242 | 7542.822 | 2026-09-01 | GBP | V1.0 | APPROVED BASELINE | Frozen QSOR V1 position used as V2 immutable model base.
QSOR-0002243 | 11313.7601 | 2026-09-01 | GBP | V1.0 | APPROVED BASELINE | Frozen QSOR V1 position used as V2 immutable model base.
QSOR-0002244 | 16970.1673 | 2026-09-01 | GBP | V1.0 | APPROVED BASELINE | Frozen QSOR V1 position used as V2 immutable model base.
QSOR-0002245 | 70706.881 | 2026-09-01 | GBP | V1.0 | APPROVED BASELINE | Frozen QSOR V1 position used as V2 immutable model base.
QSOR-0002246 | 94275.526 | 2026-09-01 | GBP | V1.0 | APPROVED BASELINE | Frozen QSOR V1 position used as V2 immutable model base.
QSOR-0002247 | 122557.9 | 2026-09-01 | GBP | V1.0 | APPROVED BASELINE | Frozen QSOR V1 position used as V2 immutable model base.
QSOR-0002248 | 160267.732 | 2026-09-01 | GBP | V1.0 | APPROVED BASELINE | Frozen QSOR V1 position used as V2 immutable model base.
QSOR-0002249 | 14139.9802 | 2026-09-01 | GBP | V1.0 | APPROVED BASELINE | Frozen QSOR V1 position used as V2 immutable model base.
QSOR-0002250 | 11312.1733 | 2026-09-01 | GBP | V1.0 | APPROVED BASELINE | Frozen QSOR V1 position used as V2 immutable model base.
QSOR-0002251 | 16967.7872 | 2026-09-01 | GBP | V1.0 | APPROVED BASELINE | Frozen QSOR V1 position used as V2 immutable model base.
QSOR-0002252 | 4713.9311 | 2026-09-01 | GBP | V1.0 | APPROVED BASELINE | Frozen QSOR V1 position used as V2 immutable model base.
QSOR-0002253 | 8484.3195 | 2026-09-01 | GBP | V1.0 | APPROVED BASELINE | Frozen QSOR V1 position used as V2 immutable model base.
QSOR-0002254 | 15082.4992 | 2026-09-01 | GBP | V1.0 | APPROVED BASELINE | Frozen QSOR V1 position used as V2 immutable model base.
QSOR-0002255 | 28278.8584 | 2026-09-01 | GBP | V1.0 | APPROVED BASELINE | Frozen QSOR V1 position used as V2 immutable model base.
QSOR-0002256 | 51843.7859 | 2026-09-01 | GBP | V1.0 | APPROVED BASELINE | Frozen QSOR V1 position used as V2 immutable model base.
QSOR-0002257 | 23565.0958 | 2026-09-01 | GBP | V1.0 | APPROVED BASELINE | Frozen QSOR V1 position used as V2 immutable model base.
QSOR-0002258 | 42416.4161 | 2026-09-01 | GBP | V1.0 | APPROVED BASELINE | Frozen QSOR V1 position used as V2 immutable model base.
QSOR-0002259 | 94257.5466 | 2026-09-01 | GBP | V1.0 | APPROVED BASELINE | Frozen QSOR V1 position used as V2 immutable model base.
QSOR-0002260 | 169662.8271 | 2026-09-01 | GBP | V1.0 | APPROVED BASELINE | Frozen QSOR V1 position used as V2 immutable model base.
QSOR-0002261 | 3771.7485 | 2026-09-01 | GBP | V1.0 | APPROVED BASELINE | Frozen QSOR V1 position used as V2 immutable model base.
QSOR-0002262 | 9427.9528 | 2026-09-01 | GBP | V1.0 | APPROVED BASELINE | Frozen QSOR V1 position used as V2 immutable model base.
QSOR-0002263 | 20740.3612 | 2026-09-01 | GBP | V1.0 | APPROVED BASELINE | Frozen QSOR V1 position used as V2 immutable model base.
QSOR-0002264 | 47135.9806 | 2026-09-01 | GBP | V1.0 | APPROVED BASELINE | Frozen QSOR V1 position used as V2 immutable model base.
QSOR-0002265 | 1415.0469 | 2026-09-01 | GBP | V1.0 | APPROVED BASELINE | Frozen QSOR V1 position used as V2 immutable model base.
QSOR-0002266 | 2829.1484 | 2026-09-01 | GBP | V1.0 | APPROVED BASELINE | Frozen QSOR V1 position used as V2 immutable model base.
QSOR-0002267 | 1132.2088 | 2026-09-01 | GBP | V1.0 | APPROVED BASELINE | Frozen QSOR V1 position used as V2 immutable model base.
QSOR-0002268 | 2357.7439 | 2026-09-01 | GBP | V1.0 | APPROVED BASELINE | Frozen QSOR V1 position used as V2 immutable model base.
QSOR-0002269 | 4714.5422 | 2026-09-01 | GBP | V1.0 | APPROVED BASELINE | Frozen QSOR V1 position used as V2 immutable model base.
QSOR-0002270 | 1886.3141 | 2026-09-01 | GBP | V1.0 | APPROVED BASELINE | Frozen QSOR V1 position used as V2 immutable model base.
QSOR-0002271 | 4243.0245 | 2026-09-01 | GBP | V1.0 | APPROVED BASELINE | Frozen QSOR V1 position used as V2 immutable model base.
QSOR-0002272 | 7542.4195 | 2026-09-01 | GBP | V1.0 | APPROVED BASELINE | Frozen QSOR V1 position used as V2 immutable model base.
QSOR-0002273 | 303.5553 | 2026-09-01 | GBP | V1.0 | APPROVED BASELINE | Frozen QSOR V1 position used as V2 immutable model base.
QSOR-0002274 | 361.9463 | 2026-09-01 | GBP | V1.0 | APPROVED BASELINE | Frozen QSOR V1 position used as V2 immutable model base.
QSOR-0002275 | 456.7225 | 2026-09-01 | GBP | V1.0 | APPROVED BASELINE | Frozen QSOR V1 position used as V2 immutable model base.
QSOR-0002276 | 623.0469 | 2026-09-01 | GBP | V1.0 | APPROVED BASELINE | Frozen QSOR V1 position used as V2 immutable model base.
QSOR-0002277 | 893.284 | 2026-09-01 | GBP | V1.0 | APPROVED BASELINE | Frozen QSOR V1 position used as V2 immutable model base.
QSOR-0002278 | 1207.807 | 2026-09-01 | GBP | V1.0 | APPROVED BASELINE | Frozen QSOR V1 position used as V2 immutable model base.
QSOR-0002279 | 1314.0678 | 2026-09-01 | GBP | V1.0 | APPROVED BASELINE | Frozen QSOR V1 position used as V2 immutable model base.
QSOR-0002280 | 1394.8195 | 2026-09-01 | GBP | V1.0 | APPROVED BASELINE | Frozen QSOR V1 position used as V2 immutable model base.
QSOR-0002281 | 1619.7728 | 2026-09-01 | GBP | V1.0 | APPROVED BASELINE | Frozen QSOR V1 position used as V2 immutable model base.
QSOR-0002282 | 1959.5548 | 2026-09-01 | GBP | V1.0 | APPROVED BASELINE | Frozen QSOR V1 position used as V2 immutable model base.
QSOR-0002283 | 2679.0672 | 2026-09-01 | GBP | V1.0 | APPROVED BASELINE | Frozen QSOR V1 position used as V2 immutable model base.
QSOR-0002284 | 24.1875 | 2026-09-01 | GBP | V1.0 | APPROVED BASELINE | Frozen QSOR V1 position used as V2 immutable model base.
QSOR-0002285 | 24.9056 | 2026-09-01 | GBP | V1.0 | APPROVED BASELINE | Frozen QSOR V1 position used as V2 immutable model base.
QSOR-0002286 | 27.5568 | 2026-09-01 | GBP | V1.0 | APPROVED BASELINE | Frozen QSOR V1 position used as V2 immutable model base.
QSOR-0002287 | 94.2036 | 2026-09-01 | GBP | V1.0 | APPROVED BASELINE | Frozen QSOR V1 position used as V2 immutable model base.
QSOR-0002288 | 103.6679 | 2026-09-01 | GBP | V1.0 | APPROVED BASELINE | Frozen QSOR V1 position used as V2 immutable model base.
QSOR-0002289 | 107.9196 | 2026-09-01 | GBP | V1.0 | APPROVED BASELINE | Frozen QSOR V1 position used as V2 immutable model base.
QSOR-0002290 | 341.9018 | 2026-09-01 | GBP | V1.0 | APPROVED BASELINE | Frozen QSOR V1 position used as V2 immutable model base.
QSOR-0002291 | 408.8496 | 2026-09-01 | GBP | V1.0 | APPROVED BASELINE | Frozen QSOR V1 position used as V2 immutable model base.
QSOR-0002292 | 480.6765 | 2026-09-01 | GBP | V1.0 | APPROVED BASELINE | Frozen QSOR V1 position used as V2 immutable model base.
QSOR-0002293 | 622.8808 | 2026-09-01 | GBP | V1.0 | APPROVED BASELINE | Frozen QSOR V1 position used as V2 immutable model base.
QSOR-0002294 | 401.529 | 2026-09-01 | GBP | V1.0 | APPROVED BASELINE | Frozen QSOR V1 position used as V2 immutable model base.
QSOR-0002295 | 519.6723 | 2026-09-01 | GBP | V1.0 | APPROVED BASELINE | Frozen QSOR V1 position used as V2 immutable model base.
QSOR-0002296 | 615.0861 | 2026-09-01 | GBP | V1.0 | APPROVED BASELINE | Frozen QSOR V1 position used as V2 immutable model base.
QSOR-0002297 | 789.652 | 2026-09-01 | GBP | V1.0 | APPROVED BASELINE | Frozen QSOR V1 position used as V2 immutable model base.
QSOR-0002298 | 650.1409 | 2026-09-01 | GBP | V1.0 | APPROVED BASELINE | Frozen QSOR V1 position used as V2 immutable model base.
QSOR-0002299 | 823.1242 | 2026-09-01 | GBP | V1.0 | APPROVED BASELINE | Frozen QSOR V1 position used as V2 immutable model base.
QSOR-0002300 | 987.2448 | 2026-09-01 | GBP | V1.0 | APPROVED BASELINE | Frozen QSOR V1 position used as V2 immutable model base.
QSOR-0002301 | 1386.3757 | 2026-09-01 | GBP | V1.0 | APPROVED BASELINE | Frozen QSOR V1 position used as V2 immutable model base.
QSOR-0002303 | 815.2687 | 2026-09-01 | GBP | V1.0 | APPROVED BASELINE | Frozen QSOR V1 position used as V2 immutable model base.
QSOR-0002304 | 1040.0182 | 2026-09-01 | GBP | V1.0 | APPROVED BASELINE | Frozen QSOR V1 position used as V2 immutable model base.
QSOR-0002305 | 1235.5839 | 2026-09-01 | GBP | V1.0 | APPROVED BASELINE | Frozen QSOR V1 position used as V2 immutable model base.
QSOR-0002306 | 1739.5186 | 2026-09-01 | GBP | V1.0 | APPROVED BASELINE | Frozen QSOR V1 position used as V2 immutable model base.
QSOR-0002308 | 10.8631 | 2026-09-01 | GBP | V1.0 | APPROVED BASELINE | Frozen QSOR V1 position used as V2 immutable model base.
QSOR-0002309 | 18.0397 | 2026-09-01 | GBP | V1.0 | APPROVED BASELINE | Frozen QSOR V1 position used as V2 immutable model base.
QSOR-0002310 | 25.2424 | 2026-09-01 | GBP | V1.0 | APPROVED BASELINE | Frozen QSOR V1 position used as V2 immutable model base.
QSOR-0002311 | 28.9779 | 2026-09-01 | GBP | V1.0 | APPROVED BASELINE | Frozen QSOR V1 position used as V2 immutable model base.
QSOR-0002312 | 39.8052 | 2026-09-01 | GBP | V1.0 | APPROVED BASELINE | Frozen QSOR V1 position used as V2 immutable model base.
QSOR-0002313 | 41.7088 | 2026-09-01 | GBP | V1.0 | APPROVED BASELINE | Frozen QSOR V1 position used as V2 immutable model base.
QSOR-0002314 | 42.7934 | 2026-09-01 | GBP | V1.0 | APPROVED BASELINE | Frozen QSOR V1 position used as V2 immutable model base.
QSOR-0002316 | 319.2824 | 2026-09-01 | GBP | V1.0 | APPROVED BASELINE | Frozen QSOR V1 position used as V2 immutable model base.
QSOR-0002317 | 349.2015 | 2026-09-01 | GBP | V1.0 | APPROVED BASELINE | Frozen QSOR V1 position used as V2 immutable model base.
QSOR-0002318 | 409.4605 | 2026-09-01 | GBP | V1.0 | APPROVED BASELINE | Frozen QSOR V1 position used as V2 immutable model base.
QSOR-0002319 | 455.4603 | 2026-09-01 | GBP | V1.0 | APPROVED BASELINE | Frozen QSOR V1 position used as V2 immutable model base.
QSOR-0002320 | 551.8534 | 2026-09-01 | GBP | V1.0 | APPROVED BASELINE | Frozen QSOR V1 position used as V2 immutable model base.
QSOR-0002321 | 693.5785 | 2026-09-01 | GBP | V1.0 | APPROVED BASELINE | Frozen QSOR V1 position used as V2 immutable model base.
QSOR-0002322 | 133.1046 | 2026-09-01 | GBP | V1.0 | APPROVED BASELINE | Frozen QSOR V1 position used as V2 immutable model base.
QSOR-0002323 | 134.7682 | 2026-09-01 | GBP | V1.0 | APPROVED BASELINE | Frozen QSOR V1 position used as V2 immutable model base.
QSOR-0002324 | 136.752 | 2026-09-01 | GBP | V1.0 | APPROVED BASELINE | Frozen QSOR V1 position used as V2 immutable model base.
QSOR-0002325 | 166.2398 | 2026-09-01 | GBP | V1.0 | APPROVED BASELINE | Frozen QSOR V1 position used as V2 immutable model base.
QSOR-0002326 | 183.1708 | 2026-09-01 | GBP | V1.0 | APPROVED BASELINE | Frozen QSOR V1 position used as V2 immutable model base.
QSOR-0002327 | 225.6292 | 2026-09-01 | GBP | V1.0 | APPROVED BASELINE | Frozen QSOR V1 position used as V2 immutable model base.
QSOR-0002328 | 135.5685 | 2026-09-01 | GBP | V1.0 | APPROVED BASELINE | Frozen QSOR V1 position used as V2 immutable model base.
QSOR-0002329 | 175.5582 | 2026-09-01 | GBP | V1.0 | APPROVED BASELINE | Frozen QSOR V1 position used as V2 immutable model base.
QSOR-0002330 | 67646.2088 | 2026-09-01 | GBP | V1.0 | APPROVED BASELINE | Frozen QSOR V1 position used as V2 immutable model base.
QSOR-0002331 | 125356.7843 | 2026-09-01 | GBP | V1.0 | APPROVED BASELINE | Frozen QSOR V1 position used as V2 immutable model base.
QSOR-0002332 | 222412.5949 | 2026-09-01 | GBP | V1.0 | APPROVED BASELINE | Frozen QSOR V1 position used as V2 immutable model base.
QSOR-0002333 | 3771.7621 | 2026-09-01 | GBP | V1.0 | APPROVED BASELINE | Frozen QSOR V1 position used as V2 immutable model base.
QSOR-0002334 | 5657.1705 | 2026-09-01 | GBP | V1.0 | APPROVED BASELINE | Frozen QSOR V1 position used as V2 immutable model base.
QSOR-0002335 | 8485.2827 | 2026-09-01 | GBP | V1.0 | APPROVED BASELINE | Frozen QSOR V1 position used as V2 immutable model base.
QSOR-0002336 | 10842.0432 | 2026-09-01 | GBP | V1.0 | APPROVED BASELINE | Frozen QSOR V1 position used as V2 immutable model base.
QSOR-0002337 | 16969.6197 | 2026-09-01 | GBP | V1.0 | APPROVED BASELINE | Frozen QSOR V1 position used as V2 immutable model base.
QSOR-0002338 | 22625.8443 | 2026-09-01 | GBP | V1.0 | APPROVED BASELINE | Frozen QSOR V1 position used as V2 immutable model base.
QSOR-0002339 | 35823.7021 | 2026-09-01 | GBP | V1.0 | APPROVED BASELINE | Frozen QSOR V1 position used as V2 immutable model base.
QSOR-0002340 | 675.0369 | 2026-09-01 | GBP | V1.0 | APPROVED BASELINE | Frozen QSOR V1 position used as V2 immutable model base.
QSOR-0002341 | 1320.8446 | 2026-09-01 | GBP | V1.0 | APPROVED BASELINE | Frozen QSOR V1 position used as V2 immutable model base.
QSOR-0002342 | 2075.0727 | 2026-09-01 | GBP | V1.0 | APPROVED BASELINE | Frozen QSOR V1 position used as V2 immutable model base.
QSOR-0002343 | 5657.6555 | 2026-09-01 | GBP | V1.0 | APPROVED BASELINE | Frozen QSOR V1 position used as V2 immutable model base.
QSOR-0002344 | 4714.0683 | 2026-09-01 | GBP | V1.0 | APPROVED BASELINE | Frozen QSOR V1 position used as V2 immutable model base.
QSOR-0002345 | 8484.5665 | 2026-09-01 | GBP | V1.0 | APPROVED BASELINE | Frozen QSOR V1 position used as V2 immutable model base.
QSOR-0002346 | 14140.3136 | 2026-09-01 | GBP | V1.0 | APPROVED BASELINE | Frozen QSOR V1 position used as V2 immutable model base.
QSOR-0002347 | 20738.6852 | 2026-09-01 | GBP | V1.0 | APPROVED BASELINE | Frozen QSOR V1 position used as V2 immutable model base.
QSOR-0002348 | 7543.0139 | 2026-09-01 | GBP | V1.0 | APPROVED BASELINE | Frozen QSOR V1 position used as V2 immutable model base.
QSOR-0002349 | 13199.565 | 2026-09-01 | GBP | V1.0 | APPROVED BASELINE | Frozen QSOR V1 position used as V2 immutable model base.
QSOR-0002350 | 18856.1162 | 2026-09-01 | GBP | V1.0 | APPROVED BASELINE | Frozen QSOR V1 position used as V2 immutable model base.
QSOR-0002351 | 28283.7013 | 2026-09-01 | GBP | V1.0 | APPROVED BASELINE | Frozen QSOR V1 position used as V2 immutable model base.
QSOR-0002352 | 3300.2702 | 2026-09-01 | GBP | V1.0 | APPROVED BASELINE | Frozen QSOR V1 position used as V2 immutable model base.
QSOR-0002353 | 4714.2665 | 2026-09-01 | GBP | V1.0 | APPROVED BASELINE | Frozen QSOR V1 position used as V2 immutable model base.
QSOR-0002354 | 7542.2592 | 2026-09-01 | GBP | V1.0 | APPROVED BASELINE | Frozen QSOR V1 position used as V2 immutable model base.
QSOR-0002355 | 12255.58 | 2026-09-01 | GBP | V1.0 | APPROVED BASELINE | Frozen QSOR V1 position used as V2 immutable model base.
QSOR-0002356 | 4242.9337 | 2026-09-01 | GBP | V1.0 | APPROVED BASELINE | Frozen QSOR V1 position used as V2 immutable model base.
QSOR-0002357 | 7542.2577 | 2026-09-01 | GBP | V1.0 | APPROVED BASELINE | Frozen QSOR V1 position used as V2 immutable model base.
QSOR-0002358 | 13198.2415 | 2026-09-01 | GBP | V1.0 | APPROVED BASELINE | Frozen QSOR V1 position used as V2 immutable model base.
QSOR-0002359 | 566.5657 | 2026-09-01 | GBP | V1.0 | APPROVED BASELINE | Frozen QSOR V1 position used as V2 immutable model base.
QSOR-0002360 | 1132.1859 | 2026-09-01 | GBP | V1.0 | APPROVED BASELINE | Frozen QSOR V1 position used as V2 immutable model base.
QSOR-0002361 | 1886.346 | 2026-09-01 | GBP | V1.0 | APPROVED BASELINE | Frozen QSOR V1 position used as V2 immutable model base.
QSOR-0002362 | 62.222 | 2026-09-01 | GBP | V1.0 | APPROVED BASELINE | Frozen QSOR V1 position used as V2 immutable model base.
QSOR-0002363 | 52.7948 | 2026-09-01 | GBP | V1.0 | APPROVED BASELINE | Frozen QSOR V1 position used as V2 immutable model base.
QSOR-0002364 | 71.6433 | 2026-09-01 | GBP | V1.0 | APPROVED BASELINE | Frozen QSOR V1 position used as V2 immutable model base.
QSOR-0002365 | 90.4961 | 2026-09-01 | GBP | V1.0 | APPROVED BASELINE | Frozen QSOR V1 position used as V2 immutable model base.
QSOR-0002366 | 114.0728 | 2026-09-01 | GBP | V1.0 | APPROVED BASELINE | Frozen QSOR V1 position used as V2 immutable model base.
QSOR-0002367 | 208.3455 | 2026-09-01 | GBP | V1.0 | APPROVED BASELINE | Frozen QSOR V1 position used as V2 immutable model base.
QSOR-0002368 | 95.2182 | 2026-09-01 | GBP | V1.0 | APPROVED BASELINE | Frozen QSOR V1 position used as V2 immutable model base.
QSOR-0002369 | 132.9269 | 2026-09-01 | GBP | V1.0 | APPROVED BASELINE | Frozen QSOR V1 position used as V2 immutable model base.
QSOR-0002370 | 132.9147 | 2026-09-01 | GBP | V1.0 | APPROVED BASELINE | Frozen QSOR V1 position used as V2 immutable model base.
QSOR-0002371 | 170.6202 | 2026-09-01 | GBP | V1.0 | APPROVED BASELINE | Frozen QSOR V1 position used as V2 immutable model base.
QSOR-0002372 | 95.219 | 2026-09-01 | GBP | V1.0 | APPROVED BASELINE | Frozen QSOR V1 position used as V2 immutable model base.
QSOR-0002373 | 123.5009 | 2026-09-01 | GBP | V1.0 | APPROVED BASELINE | Frozen QSOR V1 position used as V2 immutable model base.
QSOR-0002374 | 236.626 | 2026-09-01 | GBP | V1.0 | APPROVED BASELINE | Frozen QSOR V1 position used as V2 immutable model base.
QSOR-0002375 | 472.3065 | 2026-09-01 | GBP | V1.0 | APPROVED BASELINE | Frozen QSOR V1 position used as V2 immutable model base.
QSOR-0002376 | 65.2985 | 2026-09-01 | GBP | V1.0 | APPROVED BASELINE | Frozen QSOR V1 position used as V2 immutable model base.
QSOR-0002377 | 79.1949 | 2026-09-01 | GBP | V1.0 | APPROVED BASELINE | Frozen QSOR V1 position used as V2 immutable model base.
QSOR-0002378 | 90.4344 | 2026-09-01 | GBP | V1.0 | APPROVED BASELINE | Frozen QSOR V1 position used as V2 immutable model base.
QSOR-0002379 | 105.5703 | 2026-09-01 | GBP | V1.0 | APPROVED BASELINE | Frozen QSOR V1 position used as V2 immutable model base.
QSOR-0002380 | 136.3243 | 2026-09-01 | GBP | V1.0 | APPROVED BASELINE | Frozen QSOR V1 position used as V2 immutable model base.
QSOR-0002381 | 165.7328 | 2026-09-01 | GBP | V1.0 | APPROVED BASELINE | Frozen QSOR V1 position used as V2 immutable model base.
QSOR-0002382 | 1180.6055 | 2026-09-01 | GBP | V1.0 | APPROVED BASELINE | Frozen QSOR V1 position used as V2 immutable model base.
QSOR-0002383 | 1217.1919 | 2026-09-01 | GBP | V1.0 | APPROVED BASELINE | Frozen QSOR V1 position used as V2 immutable model base.
QSOR-0002384 | 1328.2694 | 2026-09-01 | GBP | V1.0 | APPROVED BASELINE | Frozen QSOR V1 position used as V2 immutable model base.
QSOR-0002385 | 1389.1547 | 2026-09-01 | GBP | V1.0 | APPROVED BASELINE | Frozen QSOR V1 position used as V2 immutable model base.
QSOR-0002386 | 1469.791 | 2026-09-01 | GBP | V1.0 | APPROVED BASELINE | Frozen QSOR V1 position used as V2 immutable model base.
QSOR-0002387 | 1627.3393 | 2026-09-01 | GBP | V1.0 | APPROVED BASELINE | Frozen QSOR V1 position used as V2 immutable model base.
QSOR-0002388 | 1132.246 | 2026-09-01 | GBP | V1.0 | APPROVED BASELINE | Frozen QSOR V1 position used as V2 immutable model base.
QSOR-0002389 | 2640.6464 | 2026-09-01 | GBP | V1.0 | APPROVED BASELINE | Frozen QSOR V1 position used as V2 immutable model base.
QSOR-0002390 | 4526.1469 | 2026-09-01 | GBP | V1.0 | APPROVED BASELINE | Frozen QSOR V1 position used as V2 immutable model base.
QSOR-0002391 | 7071.5723 | 2026-09-01 | GBP | V1.0 | APPROVED BASELINE | Frozen QSOR V1 position used as V2 immutable model base.
QSOR-0002392 | 170.615 | 2026-09-01 | GBP | V1.0 | APPROVED BASELINE | Frozen QSOR V1 position used as V2 immutable model base.
QSOR-0002393 | 613.6407 | 2026-09-01 | GBP | V1.0 | APPROVED BASELINE | Frozen QSOR V1 position used as V2 immutable model base.
QSOR-0002394 | 707.9015 | 2026-09-01 | GBP | V1.0 | APPROVED BASELINE | Frozen QSOR V1 position used as V2 immutable model base.
QSOR-0002395 | 849.2925 | 2026-09-01 | GBP | V1.0 | APPROVED BASELINE | Frozen QSOR V1 position used as V2 immutable model base.
QSOR-0002396 | 170.629 | 2026-09-01 | GBP | V1.0 | APPROVED BASELINE | Frozen QSOR V1 position used as V2 immutable model base.
QSOR-0002397 | 208.3364 | 2026-09-01 | GBP | V1.0 | APPROVED BASELINE | Frozen QSOR V1 position used as V2 immutable model base.
QSOR-0002398 | 246.0439 | 2026-09-01 | GBP | V1.0 | APPROVED BASELINE | Frozen QSOR V1 position used as V2 immutable model base.
QSOR-0002399 | 321.4587 | 2026-09-01 | GBP | V1.0 | APPROVED BASELINE | Frozen QSOR V1 position used as V2 immutable model base.
QSOR-0002400 | 472.3028 | 2026-09-01 | GBP | V1.0 | APPROVED BASELINE | Frozen QSOR V1 position used as V2 immutable model base.
QSOR-0002401 | 1132.2029 | 2026-09-01 | GBP | V1.0 | APPROVED BASELINE | Frozen QSOR V1 position used as V2 immutable model base.
QSOR-0002402 | 2357.7316 | 2026-09-01 | GBP | V1.0 | APPROVED BASELINE | Frozen QSOR V1 position used as V2 immutable model base.
QSOR-0002403 | 849.2844 | 2026-09-01 | GBP | V1.0 | APPROVED BASELINE | Frozen QSOR V1 position used as V2 immutable model base.
QSOR-0002404 | 1226.3237 | 2026-09-01 | GBP | V1.0 | APPROVED BASELINE | Frozen QSOR V1 position used as V2 immutable model base.
QSOR-0002405 | 2828.7411 | 2026-09-01 | GBP | V1.0 | APPROVED BASELINE | Frozen QSOR V1 position used as V2 immutable model base.
QSOR-0002406 | 23569.8758 | 2026-09-01 | GBP | V1.0 | APPROVED BASELINE | Frozen QSOR V1 position used as V2 immutable model base.
QSOR-0002407 | 42425.0198 | 2026-09-01 | GBP | V1.0 | APPROVED BASELINE | Frozen QSOR V1 position used as V2 immutable model base.
QSOR-0002408 | 61280.1639 | 2026-09-01 | GBP | V1.0 | APPROVED BASELINE | Frozen QSOR V1 position used as V2 immutable model base.
QSOR-0002409 | 1414.9185 | 2026-09-01 | GBP | V1.0 | APPROVED BASELINE | Frozen QSOR V1 position used as V2 immutable model base.
QSOR-0002410 | 3771.54 | 2026-09-01 | GBP | V1.0 | APPROVED BASELINE | Frozen QSOR V1 position used as V2 immutable model base.
QSOR-0002411 | 7542.1342 | 2026-09-01 | GBP | V1.0 | APPROVED BASELINE | Frozen QSOR V1 position used as V2 immutable model base.
QSOR-0002412 | 1414.9369 | 2026-09-01 | GBP | V1.0 | APPROVED BASELINE | Frozen QSOR V1 position used as V2 immutable model base.
QSOR-0002413 | 2828.9281 | 2026-09-01 | GBP | V1.0 | APPROVED BASELINE | Frozen QSOR V1 position used as V2 immutable model base.
QSOR-0002414 | 566.5187 | 2026-09-01 | GBP | V1.0 | APPROVED BASELINE | Frozen QSOR V1 position used as V2 immutable model base.
QSOR-0002415 | 943.5674 | 2026-09-01 | GBP | V1.0 | APPROVED BASELINE | Frozen QSOR V1 position used as V2 immutable model base.
QSOR-0002416 | 472.2745 | 2026-09-01 | GBP | V1.0 | APPROVED BASELINE | Frozen QSOR V1 position used as V2 immutable model base.
QSOR-0002417 | 1414.9324 | 2026-09-01 | GBP | V1.0 | APPROVED BASELINE | Frozen QSOR V1 position used as V2 immutable model base.
QSOR-0002418 | 8.6873 | 2026-09-01 | GBP | V1.0 | APPROVED BASELINE | Frozen QSOR V1 position used as V2 immutable model base.
QSOR-0002419 | 9.2091 | 2026-09-01 | GBP | V1.0 | APPROVED BASELINE | Frozen QSOR V1 position used as V2 immutable model base.
QSOR-0002420 | 10.4285 | 2026-09-01 | GBP | V1.0 | APPROVED BASELINE | Frozen QSOR V1 position used as V2 immutable model base.
QSOR-0002421 | 19.2043 | 2026-09-01 | GBP | V1.0 | APPROVED BASELINE | Frozen QSOR V1 position used as V2 immutable model base.
QSOR-0002422 | 23.4248 | 2026-09-01 | GBP | V1.0 | APPROVED BASELINE | Frozen QSOR V1 position used as V2 immutable model base.
QSOR-0002423 | 27.497 | 2026-09-01 | GBP | V1.0 | APPROVED BASELINE | Frozen QSOR V1 position used as V2 immutable model base.
QSOR-0002424 | 32.333 | 2026-09-01 | GBP | V1.0 | APPROVED BASELINE | Frozen QSOR V1 position used as V2 immutable model base.
QSOR-0002425 | 37.5524 | 2026-09-01 | GBP | V1.0 | APPROVED BASELINE | Frozen QSOR V1 position used as V2 immutable model base.
QSOR-0002426 | 46.6841 | 2026-09-01 | GBP | V1.0 | APPROVED BASELINE | Frozen QSOR V1 position used as V2 immutable model base.
QSOR-0002427 | 55.7981 | 2026-09-01 | GBP | V1.0 | APPROVED BASELINE | Frozen QSOR V1 position used as V2 immutable model base.
QSOR-0002428 | 70.6579 | 2026-09-01 | GBP | V1.0 | APPROVED BASELINE | Frozen QSOR V1 position used as V2 immutable model base.
QSOR-0002429 | 87.6568 | 2026-09-01 | GBP | V1.0 | APPROVED BASELINE | Frozen QSOR V1 position used as V2 immutable model base.
QSOR-0002430 | 109.6562 | 2026-09-01 | GBP | V1.0 | APPROVED BASELINE | Frozen QSOR V1 position used as V2 immutable model base.
QSOR-0002431 | 5.2501 | 2026-09-01 | GBP | V1.0 | APPROVED BASELINE | Frozen QSOR V1 position used as V2 immutable model base.
QSOR-0002432 | 5.6427 | 2026-09-01 | GBP | V1.0 | APPROVED BASELINE | Frozen QSOR V1 position used as V2 immutable model base.
QSOR-0002433 | 6.2687 | 2026-09-01 | GBP | V1.0 | APPROVED BASELINE | Frozen QSOR V1 position used as V2 immutable model base.
QSOR-0002434 | 7.6948 | 2026-09-01 | GBP | V1.0 | APPROVED BASELINE | Frozen QSOR V1 position used as V2 immutable model base.
QSOR-0002435 | 9.7444 | 2026-09-01 | GBP | V1.0 | APPROVED BASELINE | Frozen QSOR V1 position used as V2 immutable model base.
QSOR-0002436 | 11.7526 | 2026-09-01 | GBP | V1.0 | APPROVED BASELINE | Frozen QSOR V1 position used as V2 immutable model base.
QSOR-0002437 | 15.5777 | 2026-09-01 | GBP | V1.0 | APPROVED BASELINE | Frozen QSOR V1 position used as V2 immutable model base.
QSOR-0002438 | 18.7445 | 2026-09-01 | GBP | V1.0 | APPROVED BASELINE | Frozen QSOR V1 position used as V2 immutable model base.
QSOR-0002439 | 22.5951 | 2026-09-01 | GBP | V1.0 | APPROVED BASELINE | Frozen QSOR V1 position used as V2 immutable model base.
QSOR-0002440 | 27.8466 | 2026-09-01 | GBP | V1.0 | APPROVED BASELINE | Frozen QSOR V1 position used as V2 immutable model base.
QSOR-0002441 | 36.41 | 2026-09-01 | GBP | V1.0 | APPROVED BASELINE | Frozen QSOR V1 position used as V2 immutable model base.
QSOR-0002442 | 43.8639 | 2026-09-01 | GBP | V1.0 | APPROVED BASELINE | Frozen QSOR V1 position used as V2 immutable model base.
QSOR-0002443 | 52.1939 | 2026-09-01 | GBP | V1.0 | APPROVED BASELINE | Frozen QSOR V1 position used as V2 immutable model base.
QSOR-0002444 | 64.6638 | 2026-09-01 | GBP | V1.0 | APPROVED BASELINE | Frozen QSOR V1 position used as V2 immutable model base.
QSOR-0002445 | 79.6505 | 2026-09-01 | GBP | V1.0 | APPROVED BASELINE | Frozen QSOR V1 position used as V2 immutable model base.
QSOR-0002446 | 101.1835 | 2026-09-01 | GBP | V1.0 | APPROVED BASELINE | Frozen QSOR V1 position used as V2 immutable model base.
QSOR-0002447 | 5.8605 | 2026-09-01 | GBP | V1.0 | APPROVED BASELINE | Frozen QSOR V1 position used as V2 immutable model base.
QSOR-0002448 | 5.8219 | 2026-09-01 | GBP | V1.0 | APPROVED BASELINE | Frozen QSOR V1 position used as V2 immutable model base.
QSOR-0002449 | 8.2915 | 2026-09-01 | GBP | V1.0 | APPROVED BASELINE | Frozen QSOR V1 position used as V2 immutable model base.
QSOR-0002450 | 9.8138 | 2026-09-01 | GBP | V1.0 | APPROVED BASELINE | Frozen QSOR V1 position used as V2 immutable model base.
QSOR-0002451 | 11.3385 | 2026-09-01 | GBP | V1.0 | APPROVED BASELINE | Frozen QSOR V1 position used as V2 immutable model base.
QSOR-0002452 | 13.9466 | 2026-09-01 | GBP | V1.0 | APPROVED BASELINE | Frozen QSOR V1 position used as V2 immutable model base.
QSOR-0002453 | 19.5045 | 2026-09-01 | GBP | V1.0 | APPROVED BASELINE | Frozen QSOR V1 position used as V2 immutable model base.
QSOR-0002454 | 23.2187 | 2026-09-01 | GBP | V1.0 | APPROVED BASELINE | Frozen QSOR V1 position used as V2 immutable model base.
QSOR-0002455 | 29.5905 | 2026-09-01 | GBP | V1.0 | APPROVED BASELINE | Frozen QSOR V1 position used as V2 immutable model base.
QSOR-0002456 | 38.677 | 2026-09-01 | GBP | V1.0 | APPROVED BASELINE | Frozen QSOR V1 position used as V2 immutable model base.
QSOR-0002457 | 49.6634 | 2026-09-01 | GBP | V1.0 | APPROVED BASELINE | Frozen QSOR V1 position used as V2 immutable model base.
QSOR-0002458 | 59.0658 | 2026-09-01 | GBP | V1.0 | APPROVED BASELINE | Frozen QSOR V1 position used as V2 immutable model base.
QSOR-0002459 | 76.3313 | 2026-09-01 | GBP | V1.0 | APPROVED BASELINE | Frozen QSOR V1 position used as V2 immutable model base.
QSOR-0002460 | 88.2569 | 2026-09-01 | GBP | V1.0 | APPROVED BASELINE | Frozen QSOR V1 position used as V2 immutable model base.
QSOR-0002461 | 111.5148 | 2026-09-01 | GBP | V1.0 | APPROVED BASELINE | Frozen QSOR V1 position used as V2 immutable model base.
QSOR-0002462 | 136.9863 | 2026-09-01 | GBP | V1.0 | APPROVED BASELINE | Frozen QSOR V1 position used as V2 immutable model base.
QSOR-0002463 | 6.2502 | 2026-09-01 | GBP | V1.0 | APPROVED BASELINE | Frozen QSOR V1 position used as V2 immutable model base.
QSOR-0002464 | 7.3035 | 2026-09-01 | GBP | V1.0 | APPROVED BASELINE | Frozen QSOR V1 position used as V2 immutable model base.
QSOR-0002465 | 8.4082 | 2026-09-01 | GBP | V1.0 | APPROVED BASELINE | Frozen QSOR V1 position used as V2 immutable model base.
QSOR-0002466 | 10.3361 | 2026-09-01 | GBP | V1.0 | APPROVED BASELINE | Frozen QSOR V1 position used as V2 immutable model base.
QSOR-0002467 | 12.9339 | 2026-09-01 | GBP | V1.0 | APPROVED BASELINE | Frozen QSOR V1 position used as V2 immutable model base.
QSOR-0002468 | 16.723 | 2026-09-01 | GBP | V1.0 | APPROVED BASELINE | Frozen QSOR V1 position used as V2 immutable model base.
QSOR-0002469 | 22.1749 | 2026-09-01 | GBP | V1.0 | APPROVED BASELINE | Frozen QSOR V1 position used as V2 immutable model base.
QSOR-0002470 | 27.2111 | 2026-09-01 | GBP | V1.0 | APPROVED BASELINE | Frozen QSOR V1 position used as V2 immutable model base.
QSOR-0002471 | 33.4634 | 2026-09-01 | GBP | V1.0 | APPROVED BASELINE | Frozen QSOR V1 position used as V2 immutable model base.
QSOR-0002472 | 47.4902 | 2026-09-01 | GBP | V1.0 | APPROVED BASELINE | Frozen QSOR V1 position used as V2 immutable model base.
QSOR-0002473 | 61.4403 | 2026-09-01 | GBP | V1.0 | APPROVED BASELINE | Frozen QSOR V1 position used as V2 immutable model base.
QSOR-0002474 | 70.711 | 2026-09-01 | GBP | V1.0 | APPROVED BASELINE | Frozen QSOR V1 position used as V2 immutable model base.
QSOR-0002475 | 95.962 | 2026-09-01 | GBP | V1.0 | APPROVED BASELINE | Frozen QSOR V1 position used as V2 immutable model base.
QSOR-0002476 | 112.2627 | 2026-09-01 | GBP | V1.0 | APPROVED BASELINE | Frozen QSOR V1 position used as V2 immutable model base.
QSOR-0002477 | 132.5389 | 2026-09-01 | GBP | V1.0 | APPROVED BASELINE | Frozen QSOR V1 position used as V2 immutable model base.
QSOR-0002478 | 171.7079 | 2026-09-01 | GBP | V1.0 | APPROVED BASELINE | Frozen QSOR V1 position used as V2 immutable model base.
QSOR-0002479 | 19.6084 | 2026-09-01 | GBP | V1.0 | APPROVED BASELINE | Frozen QSOR V1 position used as V2 immutable model base.
QSOR-0002480 | 22.3707 | 2026-09-01 | GBP | V1.0 | APPROVED BASELINE | Frozen QSOR V1 position used as V2 immutable model base.
QSOR-0002481 | 24.0185 | 2026-09-01 | GBP | V1.0 | APPROVED BASELINE | Frozen QSOR V1 position used as V2 immutable model base.
QSOR-0002482 | 31.4201 | 2026-09-01 | GBP | V1.0 | APPROVED BASELINE | Frozen QSOR V1 position used as V2 immutable model base.
QSOR-0002483 | 38.5777 | 2026-09-01 | GBP | V1.0 | APPROVED BASELINE | Frozen QSOR V1 position used as V2 immutable model base.
QSOR-0002484 | 43.6564 | 2026-09-01 | GBP | V1.0 | APPROVED BASELINE | Frozen QSOR V1 position used as V2 immutable model base.
QSOR-0002485 | 49.5554 | 2026-09-01 | GBP | V1.0 | APPROVED BASELINE | Frozen QSOR V1 position used as V2 immutable model base.
QSOR-0002486 | 57.0703 | 2026-09-01 | GBP | V1.0 | APPROVED BASELINE | Frozen QSOR V1 position used as V2 immutable model base.
QSOR-0002487 | 69.0441 | 2026-09-01 | GBP | V1.0 | APPROVED BASELINE | Frozen QSOR V1 position used as V2 immutable model base.
QSOR-0002488 | 79.7738 | 2026-09-01 | GBP | V1.0 | APPROVED BASELINE | Frozen QSOR V1 position used as V2 immutable model base.
QSOR-0002489 | 97.1084 | 2026-09-01 | GBP | V1.0 | APPROVED BASELINE | Frozen QSOR V1 position used as V2 immutable model base.
QSOR-0002490 | 114.3515 | 2026-09-01 | GBP | V1.0 | APPROVED BASELINE | Frozen QSOR V1 position used as V2 immutable model base.
QSOR-0002491 | 141.0207 | 2026-09-01 | GBP | V1.0 | APPROVED BASELINE | Frozen QSOR V1 position used as V2 immutable model base.
QSOR-0002492 | 139.3167 | 2026-09-01 | GBP | V1.0 | APPROVED BASELINE | Frozen QSOR V1 position used as V2 immutable model base.
QSOR-0002493 | 171.3522 | 2026-09-01 | GBP | V1.0 | APPROVED BASELINE | Frozen QSOR V1 position used as V2 immutable model base.
QSOR-0002494 | 11.812 | 2026-09-01 | GBP | V1.0 | APPROVED BASELINE | Frozen QSOR V1 position used as V2 immutable model base.
QSOR-0002495 | 12.0915 | 2026-09-01 | GBP | V1.0 | APPROVED BASELINE | Frozen QSOR V1 position used as V2 immutable model base.
QSOR-0002496 | 13.0979 | 2026-09-01 | GBP | V1.0 | APPROVED BASELINE | Frozen QSOR V1 position used as V2 immutable model base.
QSOR-0002497 | 14.2734 | 2026-09-01 | GBP | V1.0 | APPROVED BASELINE | Frozen QSOR V1 position used as V2 immutable model base.
QSOR-0002498 | 16.6624 | 2026-09-01 | GBP | V1.0 | APPROVED BASELINE | Frozen QSOR V1 position used as V2 immutable model base.
QSOR-0002499 | 19.11 | 2026-09-01 | GBP | V1.0 | APPROVED BASELINE | Frozen QSOR V1 position used as V2 immutable model base.
QSOR-0002500 | 25.6514 | 2026-09-01 | GBP | V1.0 | APPROVED BASELINE | Frozen QSOR V1 position used as V2 immutable model base.
QSOR-0002501 | 28.9896 | 2026-09-01 | GBP | V1.0 | APPROVED BASELINE | Frozen QSOR V1 position used as V2 immutable model base.
QSOR-0002502 | 32.5294 | 2026-09-01 | GBP | V1.0 | APPROVED BASELINE | Frozen QSOR V1 position used as V2 immutable model base.
QSOR-0002503 | 37.6455 | 2026-09-01 | GBP | V1.0 | APPROVED BASELINE | Frozen QSOR V1 position used as V2 immutable model base.
QSOR-0002504 | 46.124 | 2026-09-01 | GBP | V1.0 | APPROVED BASELINE | Frozen QSOR V1 position used as V2 immutable model base.
QSOR-0002505 | 55.213 | 2026-09-01 | GBP | V1.0 | APPROVED BASELINE | Frozen QSOR V1 position used as V2 immutable model base.
QSOR-0002506 | 64.5667 | 2026-09-01 | GBP | V1.0 | APPROVED BASELINE | Frozen QSOR V1 position used as V2 immutable model base.
QSOR-0002507 | 80.6492 | 2026-09-01 | GBP | V1.0 | APPROVED BASELINE | Frozen QSOR V1 position used as V2 immutable model base.
QSOR-0002508 | 98.7868 | 2026-09-01 | GBP | V1.0 | APPROVED BASELINE | Frozen QSOR V1 position used as V2 immutable model base.
QSOR-0002509 | 121.5413 | 2026-09-01 | GBP | V1.0 | APPROVED BASELINE | Frozen QSOR V1 position used as V2 immutable model base.
QSOR-0002510 | 11.9777 | 2026-09-01 | GBP | V1.0 | APPROVED BASELINE | Frozen QSOR V1 position used as V2 immutable model base.
QSOR-0002511 | 12.908 | 2026-09-01 | GBP | V1.0 | APPROVED BASELINE | Frozen QSOR V1 position used as V2 immutable model base.
QSOR-0002512 | 14.058 | 2026-09-01 | GBP | V1.0 | APPROVED BASELINE | Frozen QSOR V1 position used as V2 immutable model base.
QSOR-0002513 | 14.9695 | 2026-09-01 | GBP | V1.0 | APPROVED BASELINE | Frozen QSOR V1 position used as V2 immutable model base.
QSOR-0002514 | 18.5942 | 2026-09-01 | GBP | V1.0 | APPROVED BASELINE | Frozen QSOR V1 position used as V2 immutable model base.
QSOR-0002515 | 21.7059 | 2026-09-01 | GBP | V1.0 | APPROVED BASELINE | Frozen QSOR V1 position used as V2 immutable model base.
QSOR-0002516 | 29.9324 | 2026-09-01 | GBP | V1.0 | APPROVED BASELINE | Frozen QSOR V1 position used as V2 immutable model base.
QSOR-0002517 | 34.7348 | 2026-09-01 | GBP | V1.0 | APPROVED BASELINE | Frozen QSOR V1 position used as V2 immutable model base.
QSOR-0002518 | 40.8975 | 2026-09-01 | GBP | V1.0 | APPROVED BASELINE | Frozen QSOR V1 position used as V2 immutable model base.
QSOR-0002519 | 48.3816 | 2026-09-01 | GBP | V1.0 | APPROVED BASELINE | Frozen QSOR V1 position used as V2 immutable model base.
QSOR-0002520 | 60.2931 | 2026-09-01 | GBP | V1.0 | APPROVED BASELINE | Frozen QSOR V1 position used as V2 immutable model base.
QSOR-0002521 | 73.9387 | 2026-09-01 | GBP | V1.0 | APPROVED BASELINE | Frozen QSOR V1 position used as V2 immutable model base.
QSOR-0002522 | 90.3244 | 2026-09-01 | GBP | V1.0 | APPROVED BASELINE | Frozen QSOR V1 position used as V2 immutable model base.
QSOR-0002523 | 105.574 | 2026-09-01 | GBP | V1.0 | APPROVED BASELINE | Frozen QSOR V1 position used as V2 immutable model base.
QSOR-0002524 | 131.3797 | 2026-09-01 | GBP | V1.0 | APPROVED BASELINE | Frozen QSOR V1 position used as V2 immutable model base.
QSOR-0002525 | 160.373 | 2026-09-01 | GBP | V1.0 | APPROVED BASELINE | Frozen QSOR V1 position used as V2 immutable model base.
QSOR-0002526 | 161.6546 | 2026-09-01 | GBP | V1.0 | APPROVED BASELINE | Frozen QSOR V1 position used as V2 immutable model base.
QSOR-0002527 | 12.6923 | 2026-09-01 | GBP | V1.0 | APPROVED BASELINE | Frozen QSOR V1 position used as V2 immutable model base.
QSOR-0002528 | 13.8005 | 2026-09-01 | GBP | V1.0 | APPROVED BASELINE | Frozen QSOR V1 position used as V2 immutable model base.
QSOR-0002529 | 14.7832 | 2026-09-01 | GBP | V1.0 | APPROVED BASELINE | Frozen QSOR V1 position used as V2 immutable model base.
QSOR-0002530 | 16.9739 | 2026-09-01 | GBP | V1.0 | APPROVED BASELINE | Frozen QSOR V1 position used as V2 immutable model base.
QSOR-0002531 | 20.9278 | 2026-09-01 | GBP | V1.0 | APPROVED BASELINE | Frozen QSOR V1 position used as V2 immutable model base.
QSOR-0002532 | 24.456 | 2026-09-01 | GBP | V1.0 | APPROVED BASELINE | Frozen QSOR V1 position used as V2 immutable model base.
QSOR-0002533 | 34.0618 | 2026-09-01 | GBP | V1.0 | APPROVED BASELINE | Frozen QSOR V1 position used as V2 immutable model base.
QSOR-0002534 | 39.3754 | 2026-09-01 | GBP | V1.0 | APPROVED BASELINE | Frozen QSOR V1 position used as V2 immutable model base.
QSOR-0002535 | 46.3703 | 2026-09-01 | GBP | V1.0 | APPROVED BASELINE | Frozen QSOR V1 position used as V2 immutable model base.
QSOR-0002536 | 58.8699 | 2026-09-01 | GBP | V1.0 | APPROVED BASELINE | Frozen QSOR V1 position used as V2 immutable model base.
QSOR-0002537 | 74.6413 | 2026-09-01 | GBP | V1.0 | APPROVED BASELINE | Frozen QSOR V1 position used as V2 immutable model base.
QSOR-0002538 | 89.7615 | 2026-09-01 | GBP | V1.0 | APPROVED BASELINE | Frozen QSOR V1 position used as V2 immutable model base.
QSOR-0002539 | 107.9632 | 2026-09-01 | GBP | V1.0 | APPROVED BASELINE | Frozen QSOR V1 position used as V2 immutable model base.
QSOR-0002540 | 130.8985 | 2026-09-01 | GBP | V1.0 | APPROVED BASELINE | Frozen QSOR V1 position used as V2 immutable model base.
QSOR-0002541 | 163.4873 | 2026-09-01 | GBP | V1.0 | APPROVED BASELINE | Frozen QSOR V1 position used as V2 immutable model base.
QSOR-0002542 | 199.8078 | 2026-09-01 | GBP | V1.0 | APPROVED BASELINE | Frozen QSOR V1 position used as V2 immutable model base.
QSOR-0002543 | 17.6627 | 2026-09-01 | GBP | V1.0 | APPROVED BASELINE | Frozen QSOR V1 position used as V2 immutable model base.
QSOR-0002544 | 21.3452 | 2026-09-01 | GBP | V1.0 | APPROVED BASELINE | Frozen QSOR V1 position used as V2 immutable model base.
QSOR-0002545 | 25.5664 | 2026-09-01 | GBP | V1.0 | APPROVED BASELINE | Frozen QSOR V1 position used as V2 immutable model base.
QSOR-0002546 | 29.5035 | 2026-09-01 | GBP | V1.0 | APPROVED BASELINE | Frozen QSOR V1 position used as V2 immutable model base.
QSOR-0002547 | 34.3626 | 2026-09-01 | GBP | V1.0 | APPROVED BASELINE | Frozen QSOR V1 position used as V2 immutable model base.
QSOR-0002548 | 39.6675 | 2026-09-01 | GBP | V1.0 | APPROVED BASELINE | Frozen QSOR V1 position used as V2 immutable model base.
QSOR-0002549 | 49.4824 | 2026-09-01 | GBP | V1.0 | APPROVED BASELINE | Frozen QSOR V1 position used as V2 immutable model base.
QSOR-0002550 | 57.5816 | 2026-09-01 | GBP | V1.0 | APPROVED BASELINE | Frozen QSOR V1 position used as V2 immutable model base.
QSOR-0002551 | 71.1661 | 2026-09-01 | GBP | V1.0 | APPROVED BASELINE | Frozen QSOR V1 position used as V2 immutable model base.
QSOR-0002552 | 87.6832 | 2026-09-01 | GBP | V1.0 | APPROVED BASELINE | Frozen QSOR V1 position used as V2 immutable model base.
QSOR-0002553 | 109.8661 | 2026-09-01 | GBP | V1.0 | APPROVED BASELINE | Frozen QSOR V1 position used as V2 immutable model base.
QSOR-0002554 | 135.3883 | 2026-09-01 | GBP | V1.0 | APPROVED BASELINE | Frozen QSOR V1 position used as V2 immutable model base.
QSOR-0002555 | 162.1037 | 2026-09-01 | GBP | V1.0 | APPROVED BASELINE | Frozen QSOR V1 position used as V2 immutable model base.
QSOR-0002556 | 6.8419 | 2026-09-01 | GBP | V1.0 | APPROVED BASELINE | Frozen QSOR V1 position used as V2 immutable model base.
QSOR-0002557 | 7.1461 | 2026-09-01 | GBP | V1.0 | APPROVED BASELINE | Frozen QSOR V1 position used as V2 immutable model base.
QSOR-0002558 | 8.3543 | 2026-09-01 | GBP | V1.0 | APPROVED BASELINE | Frozen QSOR V1 position used as V2 immutable model base.
QSOR-0002559 | 9.2384 | 2026-09-01 | GBP | V1.0 | APPROVED BASELINE | Frozen QSOR V1 position used as V2 immutable model base.
QSOR-0002560 | 11.7726 | 2026-09-01 | GBP | V1.0 | APPROVED BASELINE | Frozen QSOR V1 position used as V2 immutable model base.
QSOR-0002561 | 13.1817 | 2026-09-01 | GBP | V1.0 | APPROVED BASELINE | Frozen QSOR V1 position used as V2 immutable model base.
QSOR-0002562 | 17.4234 | 2026-09-01 | GBP | V1.0 | APPROVED BASELINE | Frozen QSOR V1 position used as V2 immutable model base.
QSOR-0002563 | 21.0812 | 2026-09-01 | GBP | V1.0 | APPROVED BASELINE | Frozen QSOR V1 position used as V2 immutable model base.
QSOR-0002564 | 24.1484 | 2026-09-01 | GBP | V1.0 | APPROVED BASELINE | Frozen QSOR V1 position used as V2 immutable model base.
QSOR-0002565 | 30.032 | 2026-09-01 | GBP | V1.0 | APPROVED BASELINE | Frozen QSOR V1 position used as V2 immutable model base.
QSOR-0002566 | 37.7234 | 2026-09-01 | GBP | V1.0 | APPROVED BASELINE | Frozen QSOR V1 position used as V2 immutable model base.
QSOR-0002567 | 45.4177 | 2026-09-01 | GBP | V1.0 | APPROVED BASELINE | Frozen QSOR V1 position used as V2 immutable model base.
QSOR-0002568 | 53.1486 | 2026-09-01 | GBP | V1.0 | APPROVED BASELINE | Frozen QSOR V1 position used as V2 immutable model base.
QSOR-0002569 | 65.7982 | 2026-09-01 | GBP | V1.0 | APPROVED BASELINE | Frozen QSOR V1 position used as V2 immutable model base.
QSOR-0002570 | 76.9027 | 2026-09-01 | GBP | V1.0 | APPROVED BASELINE | Frozen QSOR V1 position used as V2 immutable model base.
QSOR-0002571 | 83.8968 | 2026-09-01 | GBP | V1.0 | APPROVED BASELINE | Frozen QSOR V1 position used as V2 immutable model base.
QSOR-0002572 | 114.3821 | 2026-09-01 | GBP | V1.0 | APPROVED BASELINE | Frozen QSOR V1 position used as V2 immutable model base.
QSOR-0002573 | 7.2905 | 2026-09-01 | GBP | V1.0 | APPROVED BASELINE | Frozen QSOR V1 position used as V2 immutable model base.
QSOR-0002574 | 7.8687 | 2026-09-01 | GBP | V1.0 | APPROVED BASELINE | Frozen QSOR V1 position used as V2 immutable model base.
QSOR-0002575 | 9.2191 | 2026-09-01 | GBP | V1.0 | APPROVED BASELINE | Frozen QSOR V1 position used as V2 immutable model base.
QSOR-0002576 | 10.2802 | 2026-09-01 | GBP | V1.0 | APPROVED BASELINE | Frozen QSOR V1 position used as V2 immutable model base.
QSOR-0002577 | 13.6518 | 2026-09-01 | GBP | V1.0 | APPROVED BASELINE | Frozen QSOR V1 position used as V2 immutable model base.
QSOR-0002578 | 16.2614 | 2026-09-01 | GBP | V1.0 | APPROVED BASELINE | Frozen QSOR V1 position used as V2 immutable model base.
QSOR-0002579 | 21.0993 | 2026-09-01 | GBP | V1.0 | APPROVED BASELINE | Frozen QSOR V1 position used as V2 immutable model base.
QSOR-0002580 | 24.817 | 2026-09-01 | GBP | V1.0 | APPROVED BASELINE | Frozen QSOR V1 position used as V2 immutable model base.
QSOR-0002581 | 30.9109 | 2026-09-01 | GBP | V1.0 | APPROVED BASELINE | Frozen QSOR V1 position used as V2 immutable model base.
QSOR-0002582 | 39.356 | 2026-09-01 | GBP | V1.0 | APPROVED BASELINE | Frozen QSOR V1 position used as V2 immutable model base.
QSOR-0002583 | 50.6045 | 2026-09-01 | GBP | V1.0 | APPROVED BASELINE | Frozen QSOR V1 position used as V2 immutable model base.
QSOR-0002584 | 60.1613 | 2026-09-01 | GBP | V1.0 | APPROVED BASELINE | Frozen QSOR V1 position used as V2 immutable model base.
QSOR-0002585 | 74.3322 | 2026-09-01 | GBP | V1.0 | APPROVED BASELINE | Frozen QSOR V1 position used as V2 immutable model base.
QSOR-0002586 | 87.7384 | 2026-09-01 | GBP | V1.0 | APPROVED BASELINE | Frozen QSOR V1 position used as V2 immutable model base.
QSOR-0002587 | 109.9002 | 2026-09-01 | GBP | V1.0 | APPROVED BASELINE | Frozen QSOR V1 position used as V2 immutable model base.
QSOR-0002588 | 134.6225 | 2026-09-01 | GBP | V1.0 | APPROVED BASELINE | Frozen QSOR V1 position used as V2 immutable model base.
QSOR-0002589 | 168.357 | 2026-09-01 | GBP | V1.0 | APPROVED BASELINE | Frozen QSOR V1 position used as V2 immutable model base.
QSOR-0002590 | 7.8667 | 2026-09-01 | GBP | V1.0 | APPROVED BASELINE | Frozen QSOR V1 position used as V2 immutable model base.
QSOR-0002591 | 8.8868 | 2026-09-01 | GBP | V1.0 | APPROVED BASELINE | Frozen QSOR V1 position used as V2 immutable model base.
QSOR-0002592 | 9.061 | 2026-09-01 | GBP | V1.0 | APPROVED BASELINE | Frozen QSOR V1 position used as V2 immutable model base.
QSOR-0002593 | 11.5438 | 2026-09-01 | GBP | V1.0 | APPROVED BASELINE | Frozen QSOR V1 position used as V2 immutable model base.
QSOR-0002594 | 13.7147 | 2026-09-01 | GBP | V1.0 | APPROVED BASELINE | Frozen QSOR V1 position used as V2 immutable model base.
QSOR-0002595 | 16.7833 | 2026-09-01 | GBP | V1.0 | APPROVED BASELINE | Frozen QSOR V1 position used as V2 immutable model base.
QSOR-0002596 | 24.2276 | 2026-09-01 | GBP | V1.0 | APPROVED BASELINE | Frozen QSOR V1 position used as V2 immutable model base.
QSOR-0002597 | 31.3989 | 2026-09-01 | GBP | V1.0 | APPROVED BASELINE | Frozen QSOR V1 position used as V2 immutable model base.
QSOR-0002598 | 38.8539 | 2026-09-01 | GBP | V1.0 | APPROVED BASELINE | Frozen QSOR V1 position used as V2 immutable model base.
QSOR-0002599 | 50.4658 | 2026-09-01 | GBP | V1.0 | APPROVED BASELINE | Frozen QSOR V1 position used as V2 immutable model base.
QSOR-0002600 | 67.852 | 2026-09-01 | GBP | V1.0 | APPROVED BASELINE | Frozen QSOR V1 position used as V2 immutable model base.
QSOR-0002601 | 76.762 | 2026-09-01 | GBP | V1.0 | APPROVED BASELINE | Frozen QSOR V1 position used as V2 immutable model base.
QSOR-0002602 | 92.3563 | 2026-09-01 | GBP | V1.0 | APPROVED BASELINE | Frozen QSOR V1 position used as V2 immutable model base.
QSOR-0002603 | 111.4251 | 2026-09-01 | GBP | V1.0 | APPROVED BASELINE | Frozen QSOR V1 position used as V2 immutable model base.
QSOR-0002604 | 140.3249 | 2026-09-01 | GBP | V1.0 | APPROVED BASELINE | Frozen QSOR V1 position used as V2 immutable model base.
QSOR-0002605 | 174.209 | 2026-09-01 | GBP | V1.0 | APPROVED BASELINE | Frozen QSOR V1 position used as V2 immutable model base.
QSOR-0002606 | 212.0133 | 2026-09-01 | GBP | V1.0 | APPROVED BASELINE | Frozen QSOR V1 position used as V2 immutable model base.
QSOR-0002607 | 8.8652 | 2026-09-01 | GBP | V1.0 | APPROVED BASELINE | Frozen QSOR V1 position used as V2 immutable model base.
QSOR-0002608 | 8.8793 | 2026-09-01 | GBP | V1.0 | APPROVED BASELINE | Frozen QSOR V1 position used as V2 immutable model base.
QSOR-0002609 | 14.1907 | 2026-09-01 | GBP | V1.0 | APPROVED BASELINE | Frozen QSOR V1 position used as V2 immutable model base.
QSOR-0002610 | 19.4214 | 2026-09-01 | GBP | V1.0 | APPROVED BASELINE | Frozen QSOR V1 position used as V2 immutable model base.
QSOR-0002611 | 27.3722 | 2026-09-01 | GBP | V1.0 | APPROVED BASELINE | Frozen QSOR V1 position used as V2 immutable model base.
QSOR-0002612 | 43.4064 | 2026-09-01 | GBP | V1.0 | APPROVED BASELINE | Frozen QSOR V1 position used as V2 immutable model base.
QSOR-0002613 | 80.0781 | 2026-09-01 | GBP | V1.0 | APPROVED BASELINE | Frozen QSOR V1 position used as V2 immutable model base.
QSOR-0002614 | 80.0724 | 2026-09-01 | GBP | V1.0 | APPROVED BASELINE | Frozen QSOR V1 position used as V2 immutable model base.
QSOR-0002615 | 80.1496 | 2026-09-01 | GBP | V1.0 | APPROVED BASELINE | Frozen QSOR V1 position used as V2 immutable model base.
QSOR-0002616 | 80.0664 | 2026-09-01 | GBP | V1.0 | APPROVED BASELINE | Frozen QSOR V1 position used as V2 immutable model base.
QSOR-0002617 | 80.3317 | 2026-09-01 | GBP | V1.0 | APPROVED BASELINE | Frozen QSOR V1 position used as V2 immutable model base.
QSOR-0002618 | 133.5522 | 2026-09-01 | GBP | V1.0 | APPROVED BASELINE | Frozen QSOR V1 position used as V2 immutable model base.
QSOR-0002619 | 133.4998 | 2026-09-01 | GBP | V1.0 | APPROVED BASELINE | Frozen QSOR V1 position used as V2 immutable model base.
QSOR-0002620 | 132.7223 | 2026-09-01 | GBP | V1.0 | APPROVED BASELINE | Frozen QSOR V1 position used as V2 immutable model base.
QSOR-0002621 | 212.3912 | 2026-09-01 | GBP | V1.0 | APPROVED BASELINE | Frozen QSOR V1 position used as V2 immutable model base.
QSOR-0002622 | 254.3514 | 2026-09-01 | GBP | V1.0 | APPROVED BASELINE | Frozen QSOR V1 position used as V2 immutable model base.
QSOR-0002623 | 305.193 | 2026-09-01 | GBP | V1.0 | APPROVED BASELINE | Frozen QSOR V1 position used as V2 immutable model base.
QSOR-0002624 | 367.1114 | 2026-09-01 | GBP | V1.0 | APPROVED BASELINE | Frozen QSOR V1 position used as V2 immutable model base.
QSOR-0002625 | 436.5846 | 2026-09-01 | GBP | V1.0 | APPROVED BASELINE | Frozen QSOR V1 position used as V2 immutable model base.
QSOR-0002626 | 525.5525 | 2026-09-01 | GBP | V1.0 | APPROVED BASELINE | Frozen QSOR V1 position used as V2 immutable model base.
QSOR-0002627 | 633.3384 | 2026-09-01 | GBP | V1.0 | APPROVED BASELINE | Frozen QSOR V1 position used as V2 immutable model base.
QSOR-0002628 | 10.4653 | 2026-09-01 | GBP | V1.0 | APPROVED BASELINE | Frozen QSOR V1 position used as V2 immutable model base.
QSOR-0002629 | 10.4419 | 2026-09-01 | GBP | V1.0 | APPROVED BASELINE | Frozen QSOR V1 position used as V2 immutable model base.
QSOR-0002630 | 16.7784 | 2026-09-01 | GBP | V1.0 | APPROVED BASELINE | Frozen QSOR V1 position used as V2 immutable model base.
QSOR-0002631 | 23.2093 | 2026-09-01 | GBP | V1.0 | APPROVED BASELINE | Frozen QSOR V1 position used as V2 immutable model base.
QSOR-0002632 | 32.5083 | 2026-09-01 | GBP | V1.0 | APPROVED BASELINE | Frozen QSOR V1 position used as V2 immutable model base.
QSOR-0002633 | 51.6958 | 2026-09-01 | GBP | V1.0 | APPROVED BASELINE | Frozen QSOR V1 position used as V2 immutable model base.
QSOR-0002634 | 96.4709 | 2026-09-01 | GBP | V1.0 | APPROVED BASELINE | Frozen QSOR V1 position used as V2 immutable model base.
QSOR-0002635 | 96.4837 | 2026-09-01 | GBP | V1.0 | APPROVED BASELINE | Frozen QSOR V1 position used as V2 immutable model base.
QSOR-0002636 | 96.2102 | 2026-09-01 | GBP | V1.0 | APPROVED BASELINE | Frozen QSOR V1 position used as V2 immutable model base.
QSOR-0002637 | 96.2032 | 2026-09-01 | GBP | V1.0 | APPROVED BASELINE | Frozen QSOR V1 position used as V2 immutable model base.
QSOR-0002638 | 96.1843 | 2026-09-01 | GBP | V1.0 | APPROVED BASELINE | Frozen QSOR V1 position used as V2 immutable model base.
QSOR-0002639 | 159.5965 | 2026-09-01 | GBP | V1.0 | APPROVED BASELINE | Frozen QSOR V1 position used as V2 immutable model base.
QSOR-0002640 | 159.738 | 2026-09-01 | GBP | V1.0 | APPROVED BASELINE | Frozen QSOR V1 position used as V2 immutable model base.
QSOR-0002641 | 159.8164 | 2026-09-01 | GBP | V1.0 | APPROVED BASELINE | Frozen QSOR V1 position used as V2 immutable model base.
QSOR-0002642 | 255.6445 | 2026-09-01 | GBP | V1.0 | APPROVED BASELINE | Frozen QSOR V1 position used as V2 immutable model base.
QSOR-0002643 | 306.4915 | 2026-09-01 | GBP | V1.0 | APPROVED BASELINE | Frozen QSOR V1 position used as V2 immutable model base.
QSOR-0002644 | 366.0952 | 2026-09-01 | GBP | V1.0 | APPROVED BASELINE | Frozen QSOR V1 position used as V2 immutable model base.
QSOR-0002645 | 440.3126 | 2026-09-01 | GBP | V1.0 | APPROVED BASELINE | Frozen QSOR V1 position used as V2 immutable model base.
QSOR-0002646 | 529.3377 | 2026-09-01 | GBP | V1.0 | APPROVED BASELINE | Frozen QSOR V1 position used as V2 immutable model base.
QSOR-0002647 | 634.292 | 2026-09-01 | GBP | V1.0 | APPROVED BASELINE | Frozen QSOR V1 position used as V2 immutable model base.
QSOR-0002648 | 756.5669 | 2026-09-01 | GBP | V1.0 | APPROVED BASELINE | Frozen QSOR V1 position used as V2 immutable model base.
QSOR-0002649 | 12.3457 | 2026-09-01 | GBP | V1.0 | APPROVED BASELINE | Frozen QSOR V1 position used as V2 immutable model base.
QSOR-0002650 | 12.3655 | 2026-09-01 | GBP | V1.0 | APPROVED BASELINE | Frozen QSOR V1 position used as V2 immutable model base.
QSOR-0002651 | 20.0527 | 2026-09-01 | GBP | V1.0 | APPROVED BASELINE | Frozen QSOR V1 position used as V2 immutable model base.
QSOR-0002652 | 27.5538 | 2026-09-01 | GBP | V1.0 | APPROVED BASELINE | Frozen QSOR V1 position used as V2 immutable model base.
QSOR-0002653 | 38.9831 | 2026-09-01 | GBP | V1.0 | APPROVED BASELINE | Frozen QSOR V1 position used as V2 immutable model base.
QSOR-0002654 | 61.9289 | 2026-09-01 | GBP | V1.0 | APPROVED BASELINE | Frozen QSOR V1 position used as V2 immutable model base.
QSOR-0002655 | 115.4345 | 2026-09-01 | GBP | V1.0 | APPROVED BASELINE | Frozen QSOR V1 position used as V2 immutable model base.
QSOR-0002656 | 115.276 | 2026-09-01 | GBP | V1.0 | APPROVED BASELINE | Frozen QSOR V1 position used as V2 immutable model base.
QSOR-0002657 | 115.512 | 2026-09-01 | GBP | V1.0 | APPROVED BASELINE | Frozen QSOR V1 position used as V2 immutable model base.
QSOR-0002658 | 115.3213 | 2026-09-01 | GBP | V1.0 | APPROVED BASELINE | Frozen QSOR V1 position used as V2 immutable model base.
QSOR-0002659 | 115.0463 | 2026-09-01 | GBP | V1.0 | APPROVED BASELINE | Frozen QSOR V1 position used as V2 immutable model base.
QSOR-0002660 | 191.3382 | 2026-09-01 | GBP | V1.0 | APPROVED BASELINE | Frozen QSOR V1 position used as V2 immutable model base.
QSOR-0002661 | 191.2279 | 2026-09-01 | GBP | V1.0 | APPROVED BASELINE | Frozen QSOR V1 position used as V2 immutable model base.
QSOR-0002662 | 191.6168 | 2026-09-01 | GBP | V1.0 | APPROVED BASELINE | Frozen QSOR V1 position used as V2 immutable model base.
QSOR-0002663 | 307.9016 | 2026-09-01 | GBP | V1.0 | APPROVED BASELINE | Frozen QSOR V1 position used as V2 immutable model base.
QSOR-0002664 | 366.5982 | 2026-09-01 | GBP | V1.0 | APPROVED BASELINE | Frozen QSOR V1 position used as V2 immutable model base.
QSOR-0002665 | 439.7414 | 2026-09-01 | GBP | V1.0 | APPROVED BASELINE | Frozen QSOR V1 position used as V2 immutable model base.
QSOR-0002666 | 526.3077 | 2026-09-01 | GBP | V1.0 | APPROVED BASELINE | Frozen QSOR V1 position used as V2 immutable model base.
QSOR-0002667 | 634.163 | 2026-09-01 | GBP | V1.0 | APPROVED BASELINE | Frozen QSOR V1 position used as V2 immutable model base.
QSOR-0002668 | 760.4596 | 2026-09-01 | GBP | V1.0 | APPROVED BASELINE | Frozen QSOR V1 position used as V2 immutable model base.
QSOR-0002669 | 907.753 | 2026-09-01 | GBP | V1.0 | APPROVED BASELINE | Frozen QSOR V1 position used as V2 immutable model base.
QSOR-0002670 | 14.6086 | 2026-09-01 | GBP | V1.0 | APPROVED BASELINE | Frozen QSOR V1 position used as V2 immutable model base.
QSOR-0002671 | 14.671 | 2026-09-01 | GBP | V1.0 | APPROVED BASELINE | Frozen QSOR V1 position used as V2 immutable model base.
QSOR-0002672 | 23.827 | 2026-09-01 | GBP | V1.0 | APPROVED BASELINE | Frozen QSOR V1 position used as V2 immutable model base.
QSOR-0002673 | 32.9755 | 2026-09-01 | GBP | V1.0 | APPROVED BASELINE | Frozen QSOR V1 position used as V2 immutable model base.
QSOR-0002674 | 46.8051 | 2026-09-01 | GBP | V1.0 | APPROVED BASELINE | Frozen QSOR V1 position used as V2 immutable model base.
QSOR-0002675 | 74.2592 | 2026-09-01 | GBP | V1.0 | APPROVED BASELINE | Frozen QSOR V1 position used as V2 immutable model base.
QSOR-0002676 | 138.037 | 2026-09-01 | GBP | V1.0 | APPROVED BASELINE | Frozen QSOR V1 position used as V2 immutable model base.
QSOR-0002677 | 138.3591 | 2026-09-01 | GBP | V1.0 | APPROVED BASELINE | Frozen QSOR V1 position used as V2 immutable model base.
QSOR-0002678 | 137.9943 | 2026-09-01 | GBP | V1.0 | APPROVED BASELINE | Frozen QSOR V1 position used as V2 immutable model base.
QSOR-0002679 | 138.0173 | 2026-09-01 | GBP | V1.0 | APPROVED BASELINE | Frozen QSOR V1 position used as V2 immutable model base.
QSOR-0002680 | 138.1707 | 2026-09-01 | GBP | V1.0 | APPROVED BASELINE | Frozen QSOR V1 position used as V2 immutable model base.
QSOR-0002681 | 230.1065 | 2026-09-01 | GBP | V1.0 | APPROVED BASELINE | Frozen QSOR V1 position used as V2 immutable model base.
QSOR-0002682 | 229.537 | 2026-09-01 | GBP | V1.0 | APPROVED BASELINE | Frozen QSOR V1 position used as V2 immutable model base.
QSOR-0002683 | 229.7225 | 2026-09-01 | GBP | V1.0 | APPROVED BASELINE | Frozen QSOR V1 position used as V2 immutable model base.
QSOR-0002684 | 367.0914 | 2026-09-01 | GBP | V1.0 | APPROVED BASELINE | Frozen QSOR V1 position used as V2 immutable model base.
QSOR-0002685 | 440.0071 | 2026-09-01 | GBP | V1.0 | APPROVED BASELINE | Frozen QSOR V1 position used as V2 immutable model base.
QSOR-0002686 | 527.5687 | 2026-09-01 | GBP | V1.0 | APPROVED BASELINE | Frozen QSOR V1 position used as V2 immutable model base.
QSOR-0002687 | 631.9124 | 2026-09-01 | GBP | V1.0 | APPROVED BASELINE | Frozen QSOR V1 position used as V2 immutable model base.
QSOR-0002688 | 760.474 | 2026-09-01 | GBP | V1.0 | APPROVED BASELINE | Frozen QSOR V1 position used as V2 immutable model base.
QSOR-0002689 | 909.6226 | 2026-09-01 | GBP | V1.0 | APPROVED BASELINE | Frozen QSOR V1 position used as V2 immutable model base.
QSOR-0002690 | 1090.3475 | 2026-09-01 | GBP | V1.0 | APPROVED BASELINE | Frozen QSOR V1 position used as V2 immutable model base.
QSOR-0002691 | 821.0184 | 2026-09-01 | GBP | V1.0 | APPROVED BASELINE | Frozen QSOR V1 position used as V2 immutable model base.
QSOR-0002692 | 989.8154 | 2026-09-01 | GBP | V1.0 | APPROVED BASELINE | Frozen QSOR V1 position used as V2 immutable model base.
QSOR-0002693 | 1253.2853 | 2026-09-01 | GBP | V1.0 | APPROVED BASELINE | Frozen QSOR V1 position used as V2 immutable model base.
QSOR-0002694 | 1827.9375 | 2026-09-01 | GBP | V1.0 | APPROVED BASELINE | Frozen QSOR V1 position used as V2 immutable model base.
QSOR-0002695 | 871.489 | 2026-09-01 | GBP | V1.0 | APPROVED BASELINE | Frozen QSOR V1 position used as V2 immutable model base.
QSOR-0002696 | 939.0288 | 2026-09-01 | GBP | V1.0 | APPROVED BASELINE | Frozen QSOR V1 position used as V2 immutable model base.
QSOR-0002697 | 1309.3235 | 2026-09-01 | GBP | V1.0 | APPROVED BASELINE | Frozen QSOR V1 position used as V2 immutable model base.
QSOR-0002698 | 1600.617 | 2026-09-01 | GBP | V1.0 | APPROVED BASELINE | Frozen QSOR V1 position used as V2 immutable model base.
QSOR-0002699 | 1699.5351 | 2026-09-01 | GBP | V1.0 | APPROVED BASELINE | Frozen QSOR V1 position used as V2 immutable model base.
QSOR-0002700 | 2064.3283 | 2026-09-01 | GBP | V1.0 | APPROVED BASELINE | Frozen QSOR V1 position used as V2 immutable model base.
QSOR-0002701 | 3200.1878 | 2026-09-01 | GBP | V1.0 | APPROVED BASELINE | Frozen QSOR V1 position used as V2 immutable model base.
QSOR-0002702 | 3623.9332 | 2026-09-01 | GBP | V1.0 | APPROVED BASELINE | Frozen QSOR V1 position used as V2 immutable model base.
QSOR-0002703 | 2455.9987 | 2026-09-01 | GBP | V1.0 | APPROVED BASELINE | Frozen QSOR V1 position used as V2 immutable model base.
QSOR-0002704 | 3115.4012 | 2026-09-01 | GBP | V1.0 | APPROVED BASELINE | Frozen QSOR V1 position used as V2 immutable model base.
QSOR-0002705 | 4641.2032 | 2026-09-01 | GBP | V1.0 | APPROVED BASELINE | Frozen QSOR V1 position used as V2 immutable model base.
QSOR-0002706 | 5274.6399 | 2026-09-01 | GBP | V1.0 | APPROVED BASELINE | Frozen QSOR V1 position used as V2 immutable model base.
QSOR-0002707 | 1642.7367 | 2026-09-01 | GBP | V1.0 | APPROVED BASELINE | Frozen QSOR V1 position used as V2 immutable model base.
QSOR-0002708 | 1128.3268 | 2026-09-01 | GBP | V1.0 | APPROVED BASELINE | Frozen QSOR V1 position used as V2 immutable model base.
QSOR-0002709 | 1147.0308 | 2026-09-01 | GBP | V1.0 | APPROVED BASELINE | Frozen QSOR V1 position used as V2 immutable model base.
QSOR-0002710 | 1403.7588 | 2026-09-01 | GBP | V1.0 | APPROVED BASELINE | Frozen QSOR V1 position used as V2 immutable model base.
QSOR-0002711 | 1594.4841 | 2026-09-01 | GBP | V1.0 | APPROVED BASELINE | Frozen QSOR V1 position used as V2 immutable model base.
QSOR-0002712 | 2064.1813 | 2026-09-01 | GBP | V1.0 | APPROVED BASELINE | Frozen QSOR V1 position used as V2 immutable model base.
QSOR-0002713 | 2430.3102 | 2026-09-01 | GBP | V1.0 | APPROVED BASELINE | Frozen QSOR V1 position used as V2 immutable model base.
QSOR-0002714 | 391.2442 | 2026-09-01 | GBP | V1.0 | APPROVED BASELINE | Frozen QSOR V1 position used as V2 immutable model base.
QSOR-0002715 | 426.2157 | 2026-09-01 | GBP | V1.0 | APPROVED BASELINE | Frozen QSOR V1 position used as V2 immutable model base.
QSOR-0002716 | 480.6706 | 2026-09-01 | GBP | V1.0 | APPROVED BASELINE | Frozen QSOR V1 position used as V2 immutable model base.
QSOR-0002717 | 585.3833 | 2026-09-01 | GBP | V1.0 | APPROVED BASELINE | Frozen QSOR V1 position used as V2 immutable model base.
QSOR-0002718 | 844.7763 | 2026-09-01 | GBP | V1.0 | APPROVED BASELINE | Frozen QSOR V1 position used as V2 immutable model base.
QSOR-0002719 | 710.2923 | 2026-09-01 | GBP | V1.0 | APPROVED BASELINE | Frozen QSOR V1 position used as V2 immutable model base.
QSOR-0002720 | 718.2357 | 2026-09-01 | GBP | V1.0 | APPROVED BASELINE | Frozen QSOR V1 position used as V2 immutable model base.
QSOR-0002721 | 789.26 | 2026-09-01 | GBP | V1.0 | APPROVED BASELINE | Frozen QSOR V1 position used as V2 immutable model base.
QSOR-0002722 | 828.5 | 2026-09-01 | GBP | V1.0 | APPROVED BASELINE | Frozen QSOR V1 position used as V2 immutable model base.
QSOR-0002723 | 942.205 | 2026-09-01 | GBP | V1.0 | APPROVED BASELINE | Frozen QSOR V1 position used as V2 immutable model base.
QSOR-0002724 | 59.7408 | 2026-09-01 | GBP | V1.0 | APPROVED BASELINE | Frozen QSOR V1 position used as V2 immutable model base.
QSOR-0002725 | 63.5978 | 2026-09-01 | GBP | V1.0 | APPROVED BASELINE | Frozen QSOR V1 position used as V2 immutable model base.
QSOR-0002726 | 69.3203 | 2026-09-01 | GBP | V1.0 | APPROVED BASELINE | Frozen QSOR V1 position used as V2 immutable model base.
QSOR-0002727 | 75.2632 | 2026-09-01 | GBP | V1.0 | APPROVED BASELINE | Frozen QSOR V1 position used as V2 immutable model base.
QSOR-0002728 | 183.3922 | 2026-09-01 | GBP | V1.0 | APPROVED BASELINE | Frozen QSOR V1 position used as V2 immutable model base.
QSOR-0002729 | 255.7015 | 2026-09-01 | GBP | V1.0 | APPROVED BASELINE | Frozen QSOR V1 position used as V2 immutable model base.
QSOR-0002730 | 272.5546 | 2026-09-01 | GBP | V1.0 | APPROVED BASELINE | Frozen QSOR V1 position used as V2 immutable model base.
QSOR-0002731 | 356.2125 | 2026-09-01 | GBP | V1.0 | APPROVED BASELINE | Frozen QSOR V1 position used as V2 immutable model base.
QSOR-0002732 | 378.5051 | 2026-09-01 | GBP | V1.0 | APPROVED BASELINE | Frozen QSOR V1 position used as V2 immutable model base.
QSOR-0002733 | 499.4932 | 2026-09-01 | GBP | V1.0 | APPROVED BASELINE | Frozen QSOR V1 position used as V2 immutable model base.
QSOR-0002734 | 353.471 | 2026-09-01 | GBP | V1.0 | APPROVED BASELINE | Frozen QSOR V1 position used as V2 immutable model base.
QSOR-0002735 | 404.4309 | 2026-09-01 | GBP | V1.0 | APPROVED BASELINE | Frozen QSOR V1 position used as V2 immutable model base.
QSOR-0002736 | 575.1002 | 2026-09-01 | GBP | V1.0 | APPROVED BASELINE | Frozen QSOR V1 position used as V2 immutable model base.
QSOR-0002737 | 601.7062 | 2026-09-01 | GBP | V1.0 | APPROVED BASELINE | Frozen QSOR V1 position used as V2 immutable model base.
QSOR-0002738 | 878.5843 | 2026-09-01 | GBP | V1.0 | APPROVED BASELINE | Frozen QSOR V1 position used as V2 immutable model base.
QSOR-0002739 | 495.0699 | 2026-09-01 | GBP | V1.0 | APPROVED BASELINE | Frozen QSOR V1 position used as V2 immutable model base.
QSOR-0002740 | 567.1832 | 2026-09-01 | GBP | V1.0 | APPROVED BASELINE | Frozen QSOR V1 position used as V2 immutable model base.
QSOR-0002741 | 726.9402 | 2026-09-01 | GBP | V1.0 | APPROVED BASELINE | Frozen QSOR V1 position used as V2 immutable model base.
QSOR-0002742 | 858.7461 | 2026-09-01 | GBP | V1.0 | APPROVED BASELINE | Frozen QSOR V1 position used as V2 immutable model base.
QSOR-0002743 | 1030.4445 | 2026-09-01 | GBP | V1.0 | APPROVED BASELINE | Frozen QSOR V1 position used as V2 immutable model base.
QSOR-0002744 | 359.1881 | 2026-09-01 | GBP | V1.0 | APPROVED BASELINE | Frozen QSOR V1 position used as V2 immutable model base.
QSOR-0002745 | 396.8979 | 2026-09-01 | GBP | V1.0 | APPROVED BASELINE | Frozen QSOR V1 position used as V2 immutable model base.
QSOR-0002746 | 491.172 | 2026-09-01 | GBP | V1.0 | APPROVED BASELINE | Frozen QSOR V1 position used as V2 immutable model base.
QSOR-0002747 | 613.7287 | 2026-09-01 | GBP | V1.0 | APPROVED BASELINE | Frozen QSOR V1 position used as V2 immutable model base.
QSOR-0002748 | 802.2774 | 2026-09-01 | GBP | V1.0 | APPROVED BASELINE | Frozen QSOR V1 position used as V2 immutable model base.
QSOR-0002749 | 943.6889 | 2026-09-01 | GBP | V1.0 | APPROVED BASELINE | Frozen QSOR V1 position used as V2 immutable model base.
QSOR-0002750 | 1132.2376 | 2026-09-01 | GBP | V1.0 | APPROVED BASELINE | Frozen QSOR V1 position used as V2 immutable model base.
QSOR-0002751 | 1509.3349 | 2026-09-01 | GBP | V1.0 | APPROVED BASELINE | Frozen QSOR V1 position used as V2 immutable model base.
QSOR-0002752 | 1980.7063 | 2026-09-01 | GBP | V1.0 | APPROVED BASELINE | Frozen QSOR V1 position used as V2 immutable model base.
QSOR-0002753 | 707.9553 | 2026-09-01 | GBP | V1.0 | APPROVED BASELINE | Frozen QSOR V1 position used as V2 immutable model base.
QSOR-0002754 | 849.3571 | 2026-09-01 | GBP | V1.0 | APPROVED BASELINE | Frozen QSOR V1 position used as V2 immutable model base.
QSOR-0002755 | 1037.8931 | 2026-09-01 | GBP | V1.0 | APPROVED BASELINE | Frozen QSOR V1 position used as V2 immutable model base.
QSOR-0002756 | 1273.563 | 2026-09-01 | GBP | V1.0 | APPROVED BASELINE | Frozen QSOR V1 position used as V2 immutable model base.
QSOR-0002757 | 1886.3046 | 2026-09-01 | GBP | V1.0 | APPROVED BASELINE | Frozen QSOR V1 position used as V2 immutable model base.
QSOR-0002758 | 2828.9839 | 2026-09-01 | GBP | V1.0 | APPROVED BASELINE | Frozen QSOR V1 position used as V2 immutable model base.
QSOR-0002759 | 57.7623 | 2026-09-01 | GBP | V1.0 | APPROVED BASELINE | Frozen QSOR V1 position used as V2 immutable model base.
QSOR-0002760 | 70.2394 | 2026-09-01 | GBP | V1.0 | APPROVED BASELINE | Frozen QSOR V1 position used as V2 immutable model base.
QSOR-0002761 | 80.3246 | 2026-09-01 | GBP | V1.0 | APPROVED BASELINE | Frozen QSOR V1 position used as V2 immutable model base.
QSOR-0002762 | 101.6712 | 2026-09-01 | GBP | V1.0 | APPROVED BASELINE | Frozen QSOR V1 position used as V2 immutable model base.
QSOR-0002763 | 115.2506 | 2026-09-01 | GBP | V1.0 | APPROVED BASELINE | Frozen QSOR V1 position used as V2 immutable model base.
QSOR-0002764 | 122.5728 | 2026-09-01 | GBP | V1.0 | APPROVED BASELINE | Frozen QSOR V1 position used as V2 immutable model base.
QSOR-0002765 | 60.3483 | 2026-09-01 | GBP | V1.0 | APPROVED BASELINE | Frozen QSOR V1 position used as V2 immutable model base.
QSOR-0002766 | 72.9131 | 2026-09-01 | GBP | V1.0 | APPROVED BASELINE | Frozen QSOR V1 position used as V2 immutable model base.
QSOR-0002767 | 84.5686 | 2026-09-01 | GBP | V1.0 | APPROVED BASELINE | Frozen QSOR V1 position used as V2 immutable model base.
QSOR-0002768 | 107.182 | 2026-09-01 | GBP | V1.0 | APPROVED BASELINE | Frozen QSOR V1 position used as V2 immutable model base.
QSOR-0002769 | 121.3653 | 2026-09-01 | GBP | V1.0 | APPROVED BASELINE | Frozen QSOR V1 position used as V2 immutable model base.
QSOR-0002770 | 129.302 | 2026-09-01 | GBP | V1.0 | APPROVED BASELINE | Frozen QSOR V1 position used as V2 immutable model base.
QSOR-0002771 | 190.4996 | 2026-09-01 | GBP | V1.0 | APPROVED BASELINE | Frozen QSOR V1 position used as V2 immutable model base.
QSOR-0002772 | 200.1313 | 2026-09-01 | GBP | V1.0 | APPROVED BASELINE | Frozen QSOR V1 position used as V2 immutable model base.
QSOR-0002773 | 211.1271 | 2026-09-01 | GBP | V1.0 | APPROVED BASELINE | Frozen QSOR V1 position used as V2 immutable model base.
QSOR-0002774 | 232.5259 | 2026-09-01 | GBP | V1.0 | APPROVED BASELINE | Frozen QSOR V1 position used as V2 immutable model base.
QSOR-0002775 | 263.6294 | 2026-09-01 | GBP | V1.0 | APPROVED BASELINE | Frozen QSOR V1 position used as V2 immutable model base.
QSOR-0002776 | 289.3702 | 2026-09-01 | GBP | V1.0 | APPROVED BASELINE | Frozen QSOR V1 position used as V2 immutable model base.
QSOR-0002777 | 260.3261 | 2026-09-01 | GBP | V1.0 | APPROVED BASELINE | Frozen QSOR V1 position used as V2 immutable model base.
QSOR-0002778 | 311.9813 | 2026-09-01 | GBP | V1.0 | APPROVED BASELINE | Frozen QSOR V1 position used as V2 immutable model base.
QSOR-0002779 | 342.9526 | 2026-09-01 | GBP | V1.0 | APPROVED BASELINE | Frozen QSOR V1 position used as V2 immutable model base.
QSOR-0002780 | 343.6174 | 2026-09-01 | GBP | V1.0 | APPROVED BASELINE | Frozen QSOR V1 position used as V2 immutable model base.
QSOR-0002781 | 459.3827 | 2026-09-01 | GBP | V1.0 | APPROVED BASELINE | Frozen QSOR V1 position used as V2 immutable model base.
QSOR-0002782 | 481.5913 | 2026-09-01 | GBP | V1.0 | APPROVED BASELINE | Frozen QSOR V1 position used as V2 immutable model base.
QSOR-0002783 | 90.6282 | 2026-09-01 | GBP | V1.0 | APPROVED BASELINE | Frozen QSOR V1 position used as V2 immutable model base.
QSOR-0002784 | 101.2863 | 2026-09-01 | GBP | V1.0 | APPROVED BASELINE | Frozen QSOR V1 position used as V2 immutable model base.
QSOR-0002785 | 113.0795 | 2026-09-01 | GBP | V1.0 | APPROVED BASELINE | Frozen QSOR V1 position used as V2 immutable model base.
QSOR-0002786 | 125.4839 | 2026-09-01 | GBP | V1.0 | APPROVED BASELINE | Frozen QSOR V1 position used as V2 immutable model base.
QSOR-0002787 | 158.4409 | 2026-09-01 | GBP | V1.0 | APPROVED BASELINE | Frozen QSOR V1 position used as V2 immutable model base.
QSOR-0002788 | 151.4174 | 2026-09-01 | GBP | V1.0 | APPROVED BASELINE | Frozen QSOR V1 position used as V2 immutable model base.
QSOR-0002789 | 160.1773 | 2026-09-01 | GBP | V1.0 | APPROVED BASELINE | Frozen QSOR V1 position used as V2 immutable model base.
QSOR-0002790 | 170.169 | 2026-09-01 | GBP | V1.0 | APPROVED BASELINE | Frozen QSOR V1 position used as V2 immutable model base.
QSOR-0002791 | 192.9113 | 2026-09-01 | GBP | V1.0 | APPROVED BASELINE | Frozen QSOR V1 position used as V2 immutable model base.
QSOR-0002792 | 224.334 | 2026-09-01 | GBP | V1.0 | APPROVED BASELINE | Frozen QSOR V1 position used as V2 immutable model base.
QSOR-0002793 | 273.7081 | 2026-09-01 | GBP | V1.0 | APPROVED BASELINE | Frozen QSOR V1 position used as V2 immutable model base.
QSOR-0002794 | 282.7679 | 2026-09-01 | GBP | V1.0 | APPROVED BASELINE | Frozen QSOR V1 position used as V2 immutable model base.
QSOR-0002795 | 278.3465 | 2026-09-01 | GBP | V1.0 | APPROVED BASELINE | Frozen QSOR V1 position used as V2 immutable model base.
QSOR-0002796 | 333.5512 | 2026-09-01 | GBP | V1.0 | APPROVED BASELINE | Frozen QSOR V1 position used as V2 immutable model base.
QSOR-0002797 | 362.8089 | 2026-09-01 | GBP | V1.0 | APPROVED BASELINE | Frozen QSOR V1 position used as V2 immutable model base.
QSOR-0002798 | 369.1436 | 2026-09-01 | GBP | V1.0 | APPROVED BASELINE | Frozen QSOR V1 position used as V2 immutable model base.
QSOR-0002799 | 493.4358 | 2026-09-01 | GBP | V1.0 | APPROVED BASELINE | Frozen QSOR V1 position used as V2 immutable model base.
QSOR-0002800 | 513.4808 | 2026-09-01 | GBP | V1.0 | APPROVED BASELINE | Frozen QSOR V1 position used as V2 immutable model base.
QSOR-0002801 | 451.052 | 2026-09-01 | GBP | V1.0 | APPROVED BASELINE | Frozen QSOR V1 position used as V2 immutable model base.
QSOR-0002802 | 472.5997 | 2026-09-01 | GBP | V1.0 | APPROVED BASELINE | Frozen QSOR V1 position used as V2 immutable model base.
QSOR-0002803 | 552.5725 | 2026-09-01 | GBP | V1.0 | APPROVED BASELINE | Frozen QSOR V1 position used as V2 immutable model base.
QSOR-0002804 | 591.5796 | 2026-09-01 | GBP | V1.0 | APPROVED BASELINE | Frozen QSOR V1 position used as V2 immutable model base.
QSOR-0002805 | 641.232 | 2026-09-01 | GBP | V1.0 | APPROVED BASELINE | Frozen QSOR V1 position used as V2 immutable model base.
QSOR-0002806 | 705.3782 | 2026-09-01 | GBP | V1.0 | APPROVED BASELINE | Frozen QSOR V1 position used as V2 immutable model base.
QSOR-0002807 | 15.8255 | 2026-09-01 | GBP | V1.0 | APPROVED BASELINE | Frozen QSOR V1 position used as V2 immutable model base.
QSOR-0002808 | 19.4119 | 2026-09-01 | GBP | V1.0 | APPROVED BASELINE | Frozen QSOR V1 position used as V2 immutable model base.
QSOR-0002809 | 24.7983 | 2026-09-01 | GBP | V1.0 | APPROVED BASELINE | Frozen QSOR V1 position used as V2 immutable model base.
QSOR-0002810 | 28.9146 | 2026-09-01 | GBP | V1.0 | APPROVED BASELINE | Frozen QSOR V1 position used as V2 immutable model base.
QSOR-0002811 | 44.1661 | 2026-09-01 | GBP | V1.0 | APPROVED BASELINE | Frozen QSOR V1 position used as V2 immutable model base.
QSOR-0002812 | 59.2841 | 2026-09-01 | GBP | V1.0 | APPROVED BASELINE | Frozen QSOR V1 position used as V2 immutable model base.
QSOR-0002813 | 69.7282 | 2026-09-01 | GBP | V1.0 | APPROVED BASELINE | Frozen QSOR V1 position used as V2 immutable model base.
QSOR-0002814 | 87.1739 | 2026-09-01 | GBP | V1.0 | APPROVED BASELINE | Frozen QSOR V1 position used as V2 immutable model base.
QSOR-0002815 | 112.9229 | 2026-09-01 | GBP | V1.0 | APPROVED BASELINE | Frozen QSOR V1 position used as V2 immutable model base.
QSOR-0002816 | 138.6178 | 2026-09-01 | GBP | V1.0 | APPROVED BASELINE | Frozen QSOR V1 position used as V2 immutable model base.
QSOR-0002817 | 38.2604 | 2026-09-01 | GBP | V1.0 | APPROVED BASELINE | Frozen QSOR V1 position used as V2 immutable model base.
QSOR-0002818 | 40.0742 | 2026-09-01 | GBP | V1.0 | APPROVED BASELINE | Frozen QSOR V1 position used as V2 immutable model base.
QSOR-0002819 | 49.3577 | 2026-09-01 | GBP | V1.0 | APPROVED BASELINE | Frozen QSOR V1 position used as V2 immutable model base.
QSOR-0002820 | 63.9937 | 2026-09-01 | GBP | V1.0 | APPROVED BASELINE | Frozen QSOR V1 position used as V2 immutable model base.
QSOR-0002821 | 79.4095 | 2026-09-01 | GBP | V1.0 | APPROVED BASELINE | Frozen QSOR V1 position used as V2 immutable model base.
QSOR-0002822 | 88.0046 | 2026-09-01 | GBP | V1.0 | APPROVED BASELINE | Frozen QSOR V1 position used as V2 immutable model base.
QSOR-0002823 | 102.5488 | 2026-09-01 | GBP | V1.0 | APPROVED BASELINE | Frozen QSOR V1 position used as V2 immutable model base.
QSOR-0002824 | 129.4326 | 2026-09-01 | GBP | V1.0 | APPROVED BASELINE | Frozen QSOR V1 position used as V2 immutable model base.
QSOR-0002825 | 151.1083 | 2026-09-01 | GBP | V1.0 | APPROVED BASELINE | Frozen QSOR V1 position used as V2 immutable model base.
QSOR-0002826 | 24.1265 | 2026-09-01 | GBP | V1.0 | APPROVED BASELINE | Frozen QSOR V1 position used as V2 immutable model base.
QSOR-0002827 | 28.4563 | 2026-09-01 | GBP | V1.0 | APPROVED BASELINE | Frozen QSOR V1 position used as V2 immutable model base.
QSOR-0002828 | 32.4041 | 2026-09-01 | GBP | V1.0 | APPROVED BASELINE | Frozen QSOR V1 position used as V2 immutable model base.
QSOR-0002829 | 32.9987 | 2026-09-01 | GBP | V1.0 | APPROVED BASELINE | Frozen QSOR V1 position used as V2 immutable model base.
QSOR-0002830 | 40.753 | 2026-09-01 | GBP | V1.0 | APPROVED BASELINE | Frozen QSOR V1 position used as V2 immutable model base.
QSOR-0002831 | 54.1801 | 2026-09-01 | GBP | V1.0 | APPROVED BASELINE | Frozen QSOR V1 position used as V2 immutable model base.
QSOR-0002832 | 65.0783 | 2026-09-01 | GBP | V1.0 | APPROVED BASELINE | Frozen QSOR V1 position used as V2 immutable model base.
QSOR-0002833 | 95.1764 | 2026-09-01 | GBP | V1.0 | APPROVED BASELINE | Frozen QSOR V1 position used as V2 immutable model base.
QSOR-0002834 | 127.1038 | 2026-09-01 | GBP | V1.0 | APPROVED BASELINE | Frozen QSOR V1 position used as V2 immutable model base.
QSOR-0002835 | 175.977 | 2026-09-01 | GBP | V1.0 | APPROVED BASELINE | Frozen QSOR V1 position used as V2 immutable model base.
QSOR-0002836 | 34.4166 | 2026-09-01 | GBP | V1.0 | APPROVED BASELINE | Frozen QSOR V1 position used as V2 immutable model base.
QSOR-0002837 | 38.2315 | 2026-09-01 | GBP | V1.0 | APPROVED BASELINE | Frozen QSOR V1 position used as V2 immutable model base.
QSOR-0002838 | 38.2027 | 2026-09-01 | GBP | V1.0 | APPROVED BASELINE | Frozen QSOR V1 position used as V2 immutable model base.
QSOR-0002839 | 42.7892 | 2026-09-01 | GBP | V1.0 | APPROVED BASELINE | Frozen QSOR V1 position used as V2 immutable model base.
QSOR-0002840 | 56.7633 | 2026-09-01 | GBP | V1.0 | APPROVED BASELINE | Frozen QSOR V1 position used as V2 immutable model base.
QSOR-0002841 | 68.7651 | 2026-09-01 | GBP | V1.0 | APPROVED BASELINE | Frozen QSOR V1 position used as V2 immutable model base.
QSOR-0002842 | 79.6934 | 2026-09-01 | GBP | V1.0 | APPROVED BASELINE | Frozen QSOR V1 position used as V2 immutable model base.
QSOR-0002843 | 116.6262 | 2026-09-01 | GBP | V1.0 | APPROVED BASELINE | Frozen QSOR V1 position used as V2 immutable model base.
QSOR-0002844 | 183.8458 | 2026-09-01 | GBP | V1.0 | APPROVED BASELINE | Frozen QSOR V1 position used as V2 immutable model base.
QSOR-0002845 | 245.3272 | 2026-09-01 | GBP | V1.0 | APPROVED BASELINE | Frozen QSOR V1 position used as V2 immutable model base.
QSOR-0002846 | 54.1263 | 2026-09-01 | GBP | V1.0 | APPROVED BASELINE | Frozen QSOR V1 position used as V2 immutable model base.
QSOR-0002847 | 55.8391 | 2026-09-01 | GBP | V1.0 | APPROVED BASELINE | Frozen QSOR V1 position used as V2 immutable model base.
QSOR-0002848 | 57.5814 | 2026-09-01 | GBP | V1.0 | APPROVED BASELINE | Frozen QSOR V1 position used as V2 immutable model base.
QSOR-0002849 | 66.4938 | 2026-09-01 | GBP | V1.0 | APPROVED BASELINE | Frozen QSOR V1 position used as V2 immutable model base.
QSOR-0002850 | 86.7705 | 2026-09-01 | GBP | V1.0 | APPROVED BASELINE | Frozen QSOR V1 position used as V2 immutable model base.
QSOR-0002851 | 115.345 | 2026-09-01 | GBP | V1.0 | APPROVED BASELINE | Frozen QSOR V1 position used as V2 immutable model base.
QSOR-0002852 | 126.1543 | 2026-09-01 | GBP | V1.0 | APPROVED BASELINE | Frozen QSOR V1 position used as V2 immutable model base.
QSOR-0002853 | 143.2775 | 2026-09-01 | GBP | V1.0 | APPROVED BASELINE | Frozen QSOR V1 position used as V2 immutable model base.
QSOR-0002854 | 177.1426 | 2026-09-01 | GBP | V1.0 | APPROVED BASELINE | Frozen QSOR V1 position used as V2 immutable model base.
QSOR-0002855 | 241.0271 | 2026-09-01 | GBP | V1.0 | APPROVED BASELINE | Frozen QSOR V1 position used as V2 immutable model base.
QSOR-0002856 | 24.754 | 2026-09-01 | GBP | V1.0 | APPROVED BASELINE | Frozen QSOR V1 position used as V2 immutable model base.
QSOR-0002857 | 30.3488 | 2026-09-01 | GBP | V1.0 | APPROVED BASELINE | Frozen QSOR V1 position used as V2 immutable model base.
QSOR-0002858 | 26.3528 | 2026-09-01 | GBP | V1.0 | APPROVED BASELINE | Frozen QSOR V1 position used as V2 immutable model base.
QSOR-0002859 | 30.1151 | 2026-09-01 | GBP | V1.0 | APPROVED BASELINE | Frozen QSOR V1 position used as V2 immutable model base.
QSOR-0002860 | 37.6841 | 2026-09-01 | GBP | V1.0 | APPROVED BASELINE | Frozen QSOR V1 position used as V2 immutable model base.
QSOR-0002861 | 55.8216 | 2026-09-01 | GBP | V1.0 | APPROVED BASELINE | Frozen QSOR V1 position used as V2 immutable model base.
QSOR-0002862 | 66.5413 | 2026-09-01 | GBP | V1.0 | APPROVED BASELINE | Frozen QSOR V1 position used as V2 immutable model base.
QSOR-0002863 | 98.836 | 2026-09-01 | GBP | V1.0 | APPROVED BASELINE | Frozen QSOR V1 position used as V2 immutable model base.
QSOR-0002864 | 65.1746 | 2026-09-01 | GBP | V1.0 | APPROVED BASELINE | Frozen QSOR V1 position used as V2 immutable model base.
QSOR-0002865 | 71.0505 | 2026-09-01 | GBP | V1.0 | APPROVED BASELINE | Frozen QSOR V1 position used as V2 immutable model base.
QSOR-0002866 | 83.2218 | 2026-09-01 | GBP | V1.0 | APPROVED BASELINE | Frozen QSOR V1 position used as V2 immutable model base.
QSOR-0002867 | 95.5154 | 2026-09-01 | GBP | V1.0 | APPROVED BASELINE | Frozen QSOR V1 position used as V2 immutable model base.
QSOR-0002868 | 123.4065 | 2026-09-01 | GBP | V1.0 | APPROVED BASELINE | Frozen QSOR V1 position used as V2 immutable model base.
QSOR-0002869 | 148.9201 | 2026-09-01 | GBP | V1.0 | APPROVED BASELINE | Frozen QSOR V1 position used as V2 immutable model base.
QSOR-0002870 | 84.1094 | 2026-09-01 | GBP | V1.0 | APPROVED BASELINE | Frozen QSOR V1 position used as V2 immutable model base.
QSOR-0002871 | 74.4089 | 2026-09-01 | GBP | V1.0 | APPROVED BASELINE | Frozen QSOR V1 position used as V2 immutable model base.
QSOR-0002872 | 80.4259 | 2026-09-01 | GBP | V1.0 | APPROVED BASELINE | Frozen QSOR V1 position used as V2 immutable model base.
QSOR-0002873 | 93.6654 | 2026-09-01 | GBP | V1.0 | APPROVED BASELINE | Frozen QSOR V1 position used as V2 immutable model base.
QSOR-0002874 | 116.0684 | 2026-09-01 | GBP | V1.0 | APPROVED BASELINE | Frozen QSOR V1 position used as V2 immutable model base.
QSOR-0002875 | 149.5161 | 2026-09-01 | GBP | V1.0 | APPROVED BASELINE | Frozen QSOR V1 position used as V2 immutable model base.
QSOR-0002876 | 195.99 | 2026-09-01 | GBP | V1.0 | APPROVED BASELINE | Frozen QSOR V1 position used as V2 immutable model base.
QSOR-0002877 | 71.4519 | 2026-09-01 | GBP | V1.0 | APPROVED BASELINE | Frozen QSOR V1 position used as V2 immutable model base.
QSOR-0002878 | 78.8524 | 2026-09-01 | GBP | V1.0 | APPROVED BASELINE | Frozen QSOR V1 position used as V2 immutable model base.
QSOR-0002879 | 79.0091 | 2026-09-01 | GBP | V1.0 | APPROVED BASELINE | Frozen QSOR V1 position used as V2 immutable model base.
QSOR-0002880 | 88.3399 | 2026-09-01 | GBP | V1.0 | APPROVED BASELINE | Frozen QSOR V1 position used as V2 immutable model base.
QSOR-0002881 | 117.4182 | 2026-09-01 | GBP | V1.0 | APPROVED BASELINE | Frozen QSOR V1 position used as V2 immutable model base.
QSOR-0002882 | 142.1537 | 2026-09-01 | GBP | V1.0 | APPROVED BASELINE | Frozen QSOR V1 position used as V2 immutable model base.
QSOR-0002883 | 165.3304 | 2026-09-01 | GBP | V1.0 | APPROVED BASELINE | Frozen QSOR V1 position used as V2 immutable model base.
QSOR-0002884 | 88.5971 | 2026-09-01 | GBP | V1.0 | APPROVED BASELINE | Frozen QSOR V1 position used as V2 immutable model base.
QSOR-0002885 | 110.3832 | 2026-09-01 | GBP | V1.0 | APPROVED BASELINE | Frozen QSOR V1 position used as V2 immutable model base.
QSOR-0002886 | 169.9165 | 2026-09-01 | GBP | V1.0 | APPROVED BASELINE | Frozen QSOR V1 position used as V2 immutable model base.
QSOR-0002887 | 183.431 | 2026-09-01 | GBP | V1.0 | APPROVED BASELINE | Frozen QSOR V1 position used as V2 immutable model base.
QSOR-0002888 | 244.3665 | 2026-09-01 | GBP | V1.0 | APPROVED BASELINE | Frozen QSOR V1 position used as V2 immutable model base.
QSOR-0002889 | 176.6206 | 2026-09-01 | GBP | V1.0 | APPROVED BASELINE | Frozen QSOR V1 position used as V2 immutable model base.
QSOR-0002890 | 205.435 | 2026-09-01 | GBP | V1.0 | APPROVED BASELINE | Frozen QSOR V1 position used as V2 immutable model base.
QSOR-0002891 | 257.2847 | 2026-09-01 | GBP | V1.0 | APPROVED BASELINE | Frozen QSOR V1 position used as V2 immutable model base.
QSOR-0002892 | 85.2888 | 2026-09-01 | GBP | V1.0 | APPROVED BASELINE | Frozen QSOR V1 position used as V2 immutable model base.
QSOR-0002893 | 112.5267 | 2026-09-01 | GBP | V1.0 | APPROVED BASELINE | Frozen QSOR V1 position used as V2 immutable model base.
QSOR-0002894 | 155.4243 | 2026-09-01 | GBP | V1.0 | APPROVED BASELINE | Frozen QSOR V1 position used as V2 immutable model base.
QSOR-0002895 | 224.017 | 2026-09-01 | GBP | V1.0 | APPROVED BASELINE | Frozen QSOR V1 position used as V2 immutable model base.
QSOR-0002896 | 246.715 | 2026-09-01 | GBP | V1.0 | APPROVED BASELINE | Frozen QSOR V1 position used as V2 immutable model base.
QSOR-0002897 | 308.5687 | 2026-09-01 | GBP | V1.0 | APPROVED BASELINE | Frozen QSOR V1 position used as V2 immutable model base.
QSOR-0002898 | 116.5495 | 2026-09-01 | GBP | V1.0 | APPROVED BASELINE | Frozen QSOR V1 position used as V2 immutable model base.
QSOR-0002899 | 139.5641 | 2026-09-01 | GBP | V1.0 | APPROVED BASELINE | Frozen QSOR V1 position used as V2 immutable model base.
QSOR-0002900 | 193.2447 | 2026-09-01 | GBP | V1.0 | APPROVED BASELINE | Frozen QSOR V1 position used as V2 immutable model base.
QSOR-0002901 | 18.5895 | 2026-09-01 | GBP | V1.0 | APPROVED BASELINE | Frozen QSOR V1 position used as V2 immutable model base.
QSOR-0002902 | 20.7057 | 2026-09-01 | GBP | V1.0 | APPROVED BASELINE | Frozen QSOR V1 position used as V2 immutable model base.
QSOR-0002903 | 22.9275 | 2026-09-01 | GBP | V1.0 | APPROVED BASELINE | Frozen QSOR V1 position used as V2 immutable model base.
QSOR-0002904 | 27.4637 | 2026-09-01 | GBP | V1.0 | APPROVED BASELINE | Frozen QSOR V1 position used as V2 immutable model base.
QSOR-0002905 | 35.1453 | 2026-09-01 | GBP | V1.0 | APPROVED BASELINE | Frozen QSOR V1 position used as V2 immutable model base.
QSOR-0002906 | 50.4603 | 2026-09-01 | GBP | V1.0 | APPROVED BASELINE | Frozen QSOR V1 position used as V2 immutable model base.
QSOR-0002907 | 34.7242 | 2026-09-01 | GBP | V1.0 | APPROVED BASELINE | Frozen QSOR V1 position used as V2 immutable model base.
QSOR-0002908 | 40.2938 | 2026-09-01 | GBP | V1.0 | APPROVED BASELINE | Frozen QSOR V1 position used as V2 immutable model base.
QSOR-0002909 | 44.877 | 2026-09-01 | GBP | V1.0 | APPROVED BASELINE | Frozen QSOR V1 position used as V2 immutable model base.
QSOR-0002910 | 52.543 | 2026-09-01 | GBP | V1.0 | APPROVED BASELINE | Frozen QSOR V1 position used as V2 immutable model base.
QSOR-0002911 | 60.4825 | 2026-09-01 | GBP | V1.0 | APPROVED BASELINE | Frozen QSOR V1 position used as V2 immutable model base.
QSOR-0002912 | 32.8928 | 2026-09-01 | GBP | V1.0 | APPROVED BASELINE | Frozen QSOR V1 position used as V2 immutable model base.
QSOR-0002913 | 37.9668 | 2026-09-01 | GBP | V1.0 | APPROVED BASELINE | Frozen QSOR V1 position used as V2 immutable model base.
QSOR-0002914 | 40.2731 | 2026-09-01 | GBP | V1.0 | APPROVED BASELINE | Frozen QSOR V1 position used as V2 immutable model base.
QSOR-0002915 | 44.8376 | 2026-09-01 | GBP | V1.0 | APPROVED BASELINE | Frozen QSOR V1 position used as V2 immutable model base.
QSOR-0002916 | 58.7742 | 2026-09-01 | GBP | V1.0 | APPROVED BASELINE | Frozen QSOR V1 position used as V2 immutable model base.
QSOR-0002917 | 69.1736 | 2026-09-01 | GBP | V1.0 | APPROVED BASELINE | Frozen QSOR V1 position used as V2 immutable model base.
QSOR-0002918 | 41.2528 | 2026-09-01 | GBP | V1.0 | APPROVED BASELINE | Frozen QSOR V1 position used as V2 immutable model base.
QSOR-0002919 | 43.886 | 2026-09-01 | GBP | V1.0 | APPROVED BASELINE | Frozen QSOR V1 position used as V2 immutable model base.
QSOR-0002920 | 46.4045 | 2026-09-01 | GBP | V1.0 | APPROVED BASELINE | Frozen QSOR V1 position used as V2 immutable model base.
QSOR-0002921 | 55.9205 | 2026-09-01 | GBP | V1.0 | APPROVED BASELINE | Frozen QSOR V1 position used as V2 immutable model base.
QSOR-0002922 | 74.8602 | 2026-09-01 | GBP | V1.0 | APPROVED BASELINE | Frozen QSOR V1 position used as V2 immutable model base.
QSOR-0002923 | 81.4099 | 2026-09-01 | GBP | V1.0 | APPROVED BASELINE | Frozen QSOR V1 position used as V2 immutable model base.
QSOR-0002924 | 55.9635 | 2026-09-01 | GBP | V1.0 | APPROVED BASELINE | Frozen QSOR V1 position used as V2 immutable model base.
QSOR-0002925 | 58.1445 | 2026-09-01 | GBP | V1.0 | APPROVED BASELINE | Frozen QSOR V1 position used as V2 immutable model base.
QSOR-0002926 | 64.2359 | 2026-09-01 | GBP | V1.0 | APPROVED BASELINE | Frozen QSOR V1 position used as V2 immutable model base.
QSOR-0002927 | 71.4234 | 2026-09-01 | GBP | V1.0 | APPROVED BASELINE | Frozen QSOR V1 position used as V2 immutable model base.
QSOR-0002928 | 88.7472 | 2026-09-01 | GBP | V1.0 | APPROVED BASELINE | Frozen QSOR V1 position used as V2 immutable model base.
QSOR-0002929 | 95.5209 | 2026-09-01 | GBP | V1.0 | APPROVED BASELINE | Frozen QSOR V1 position used as V2 immutable model base.
QSOR-0002930 | 32 | 2026-09-01 | GBP | V1.0 | APPROVED BASELINE | Frozen QSOR V1 position used as V2 immutable model base.
QSOR-0002931 | 36.0639 | 2026-09-01 | GBP | V1.0 | APPROVED BASELINE | Frozen QSOR V1 position used as V2 immutable model base.
QSOR-0002932 | 40.1422 | 2026-09-01 | GBP | V1.0 | APPROVED BASELINE | Frozen QSOR V1 position used as V2 immutable model base.
QSOR-0002933 | 45.6203 | 2026-09-01 | GBP | V1.0 | APPROVED BASELINE | Frozen QSOR V1 position used as V2 immutable model base.
QSOR-0002934 | 57.863 | 2026-09-01 | GBP | V1.0 | APPROVED BASELINE | Frozen QSOR V1 position used as V2 immutable model base.
QSOR-0002935 | 73.8853 | 2026-09-01 | GBP | V1.0 | APPROVED BASELINE | Frozen QSOR V1 position used as V2 immutable model base.
QSOR-0002936 | 57.8918 | 2026-09-01 | GBP | V1.0 | APPROVED BASELINE | Frozen QSOR V1 position used as V2 immutable model base.
QSOR-0002937 | 63.5949 | 2026-09-01 | GBP | V1.0 | APPROVED BASELINE | Frozen QSOR V1 position used as V2 immutable model base.
QSOR-0002938 | 70.5807 | 2026-09-01 | GBP | V1.0 | APPROVED BASELINE | Frozen QSOR V1 position used as V2 immutable model base.
QSOR-0002939 | 84.5212 | 2026-09-01 | GBP | V1.0 | APPROVED BASELINE | Frozen QSOR V1 position used as V2 immutable model base.
QSOR-0002940 | 100.2639 | 2026-09-01 | GBP | V1.0 | APPROVED BASELINE | Frozen QSOR V1 position used as V2 immutable model base.
QSOR-0002941 | 54.2215 | 2026-09-01 | GBP | V1.0 | APPROVED BASELINE | Frozen QSOR V1 position used as V2 immutable model base.
QSOR-0002942 | 60.8782 | 2026-09-01 | GBP | V1.0 | APPROVED BASELINE | Frozen QSOR V1 position used as V2 immutable model base.
QSOR-0002943 | 63.1792 | 2026-09-01 | GBP | V1.0 | APPROVED BASELINE | Frozen QSOR V1 position used as V2 immutable model base.
QSOR-0002944 | 71.8275 | 2026-09-01 | GBP | V1.0 | APPROVED BASELINE | Frozen QSOR V1 position used as V2 immutable model base.
QSOR-0002945 | 92.7096 | 2026-09-01 | GBP | V1.0 | APPROVED BASELINE | Frozen QSOR V1 position used as V2 immutable model base.
QSOR-0002946 | 110.341 | 2026-09-01 | GBP | V1.0 | APPROVED BASELINE | Frozen QSOR V1 position used as V2 immutable model base.
QSOR-0002947 | 64.2556 | 2026-09-01 | GBP | V1.0 | APPROVED BASELINE | Frozen QSOR V1 position used as V2 immutable model base.
QSOR-0002948 | 67.4787 | 2026-09-01 | GBP | V1.0 | APPROVED BASELINE | Frozen QSOR V1 position used as V2 immutable model base.
QSOR-0002949 | 69.3575 | 2026-09-01 | GBP | V1.0 | APPROVED BASELINE | Frozen QSOR V1 position used as V2 immutable model base.
QSOR-0002950 | 85.4877 | 2026-09-01 | GBP | V1.0 | APPROVED BASELINE | Frozen QSOR V1 position used as V2 immutable model base.
QSOR-0002951 | 111.5876 | 2026-09-01 | GBP | V1.0 | APPROVED BASELINE | Frozen QSOR V1 position used as V2 immutable model base.
QSOR-0002952 | 125.3551 | 2026-09-01 | GBP | V1.0 | APPROVED BASELINE | Frozen QSOR V1 position used as V2 immutable model base.
QSOR-0002953 | 82.842 | 2026-09-01 | GBP | V1.0 | APPROVED BASELINE | Frozen QSOR V1 position used as V2 immutable model base.
QSOR-0002954 | 84.5388 | 2026-09-01 | GBP | V1.0 | APPROVED BASELINE | Frozen QSOR V1 position used as V2 immutable model base.
QSOR-0002955 | 91.4088 | 2026-09-01 | GBP | V1.0 | APPROVED BASELINE | Frozen QSOR V1 position used as V2 immutable model base.
QSOR-0002956 | 103.8721 | 2026-09-01 | GBP | V1.0 | APPROVED BASELINE | Frozen QSOR V1 position used as V2 immutable model base.
QSOR-0002957 | 130.2014 | 2026-09-01 | GBP | V1.0 | APPROVED BASELINE | Frozen QSOR V1 position used as V2 immutable model base.
QSOR-0002958 | 141.3593 | 2026-09-01 | GBP | V1.0 | APPROVED BASELINE | Frozen QSOR V1 position used as V2 immutable model base.
QSOR-0002959 | 24.012 | 2026-09-01 | GBP | V1.0 | APPROVED BASELINE | Frozen QSOR V1 position used as V2 immutable model base.
QSOR-0002960 | 28.4246 | 2026-09-01 | GBP | V1.0 | APPROVED BASELINE | Frozen QSOR V1 position used as V2 immutable model base.
QSOR-0002961 | 44.0213 | 2026-09-01 | GBP | V1.0 | APPROVED BASELINE | Frozen QSOR V1 position used as V2 immutable model base.
QSOR-0002962 | 51.8398 | 2026-09-01 | GBP | V1.0 | APPROVED BASELINE | Frozen QSOR V1 position used as V2 immutable model base.
QSOR-0002963 | 80.7389 | 2026-09-01 | GBP | V1.0 | APPROVED BASELINE | Frozen QSOR V1 position used as V2 immutable model base.
QSOR-0002964 | 16.337 | 2026-09-01 | GBP | V1.0 | APPROVED BASELINE | Frozen QSOR V1 position used as V2 immutable model base.
QSOR-0002965 | 18.1392 | 2026-09-01 | GBP | V1.0 | APPROVED BASELINE | Frozen QSOR V1 position used as V2 immutable model base.
QSOR-0002966 | 21.3985 | 2026-09-01 | GBP | V1.0 | APPROVED BASELINE | Frozen QSOR V1 position used as V2 immutable model base.
QSOR-0002967 | 32.6379 | 2026-09-01 | GBP | V1.0 | APPROVED BASELINE | Frozen QSOR V1 position used as V2 immutable model base.
QSOR-0002968 | 38.4188 | 2026-09-01 | GBP | V1.0 | APPROVED BASELINE | Frozen QSOR V1 position used as V2 immutable model base.
QSOR-0002969 | 59.3747 | 2026-09-01 | GBP | V1.0 | APPROVED BASELINE | Frozen QSOR V1 position used as V2 immutable model base.
QSOR-0002970 | 12.6039 | 2026-09-01 | GBP | V1.0 | APPROVED BASELINE | Frozen QSOR V1 position used as V2 immutable model base.
QSOR-0002971 | 11.8087 | 2026-09-01 | GBP | V1.0 | APPROVED BASELINE | Frozen QSOR V1 position used as V2 immutable model base.
QSOR-0002972 | 18.4691 | 2026-09-01 | GBP | V1.0 | APPROVED BASELINE | Frozen QSOR V1 position used as V2 immutable model base.
QSOR-0002973 | 22.4899 | 2026-09-01 | GBP | V1.0 | APPROVED BASELINE | Frozen QSOR V1 position used as V2 immutable model base.
QSOR-0002974 | 27.4166 | 2026-09-01 | GBP | V1.0 | APPROVED BASELINE | Frozen QSOR V1 position used as V2 immutable model base.
QSOR-0002975 | 33.2767 | 2026-09-01 | GBP | V1.0 | APPROVED BASELINE | Frozen QSOR V1 position used as V2 immutable model base.
QSOR-0002976 | 47.7939 | 2026-09-01 | GBP | V1.0 | APPROVED BASELINE | Frozen QSOR V1 position used as V2 immutable model base.
QSOR-0002977 | 57.6492 | 2026-09-01 | GBP | V1.0 | APPROVED BASELINE | Frozen QSOR V1 position used as V2 immutable model base.
QSOR-0002978 | 68.5748 | 2026-09-01 | GBP | V1.0 | APPROVED BASELINE | Frozen QSOR V1 position used as V2 immutable model base.
QSOR-0002979 | 81.302 | 2026-09-01 | GBP | V1.0 | APPROVED BASELINE | Frozen QSOR V1 position used as V2 immutable model base.
QSOR-0002980 | 97.8141 | 2026-09-01 | GBP | V1.0 | APPROVED BASELINE | Frozen QSOR V1 position used as V2 immutable model base.
QSOR-0002981 | 106.6928 | 2026-09-01 | GBP | V1.0 | APPROVED BASELINE | Frozen QSOR V1 position used as V2 immutable model base.
QSOR-0002982 | 36.0531 | 2026-09-01 | GBP | V1.0 | APPROVED BASELINE | Frozen QSOR V1 position used as V2 immutable model base.
QSOR-0002983 | 40.9793 | 2026-09-01 | GBP | V1.0 | APPROVED BASELINE | Frozen QSOR V1 position used as V2 immutable model base.
QSOR-0002984 | 47.4487 | 2026-09-01 | GBP | V1.0 | APPROVED BASELINE | Frozen QSOR V1 position used as V2 immutable model base.
QSOR-0002985 | 12.6109 | 2026-09-01 | GBP | V1.0 | APPROVED BASELINE | Frozen QSOR V1 position used as V2 immutable model base.
QSOR-0002986 | 13.003 | 2026-09-01 | GBP | V1.0 | APPROVED BASELINE | Frozen QSOR V1 position used as V2 immutable model base.
QSOR-0002987 | 13.8336 | 2026-09-01 | GBP | V1.0 | APPROVED BASELINE | Frozen QSOR V1 position used as V2 immutable model base.
QSOR-0002988 | 14.556 | 2026-09-01 | GBP | V1.0 | APPROVED BASELINE | Frozen QSOR V1 position used as V2 immutable model base.
QSOR-0002989 | 16.1651 | 2026-09-01 | GBP | V1.0 | APPROVED BASELINE | Frozen QSOR V1 position used as V2 immutable model base.
QSOR-0002990 | 16.9808 | 2026-09-01 | GBP | V1.0 | APPROVED BASELINE | Frozen QSOR V1 position used as V2 immutable model base.
QSOR-0002991 | 19.459 | 2026-09-01 | GBP | V1.0 | APPROVED BASELINE | Frozen QSOR V1 position used as V2 immutable model base.
QSOR-0002992 | 20.5498 | 2026-09-01 | GBP | V1.0 | APPROVED BASELINE | Frozen QSOR V1 position used as V2 immutable model base.
QSOR-0002993 | 23.04 | 2026-09-01 | GBP | V1.0 | APPROVED BASELINE | Frozen QSOR V1 position used as V2 immutable model base.
QSOR-0002994 | 23.7609 | 2026-09-01 | GBP | V1.0 | APPROVED BASELINE | Frozen QSOR V1 position used as V2 immutable model base.
QSOR-0002995 | 26.5218 | 2026-09-01 | GBP | V1.0 | APPROVED BASELINE | Frozen QSOR V1 position used as V2 immutable model base.
QSOR-0002996 | 27.327 | 2026-09-01 | GBP | V1.0 | APPROVED BASELINE | Frozen QSOR V1 position used as V2 immutable model base.
QSOR-0002997 | 28.8911 | 2026-09-01 | GBP | V1.0 | APPROVED BASELINE | Frozen QSOR V1 position used as V2 immutable model base.
QSOR-0002998 | 32.0696 | 2026-09-01 | GBP | V1.0 | APPROVED BASELINE | Frozen QSOR V1 position used as V2 immutable model base.
QSOR-0002999 | 33.8395 | 2026-09-01 | GBP | V1.0 | APPROVED BASELINE | Frozen QSOR V1 position used as V2 immutable model base.
QSOR-0003000 | 26.6374 | 2026-09-01 | GBP | V1.0 | APPROVED BASELINE | Frozen QSOR V1 position used as V2 immutable model base.
QSOR-0003001 | 35.0285 | 2026-09-01 | GBP | V1.0 | APPROVED BASELINE | Frozen QSOR V1 position used as V2 immutable model base.
QSOR-0003002 | 45.3808 | 2026-09-01 | GBP | V1.0 | APPROVED BASELINE | Frozen QSOR V1 position used as V2 immutable model base.
QSOR-0003003 | 39.1381 | 2026-09-01 | GBP | V1.0 | APPROVED BASELINE | Frozen QSOR V1 position used as V2 immutable model base.
QSOR-0003004 | 45.4181 | 2026-09-01 | GBP | V1.0 | APPROVED BASELINE | Frozen QSOR V1 position used as V2 immutable model base.
QSOR-0003005 | 44.1145 | 2026-09-01 | GBP | V1.0 | APPROVED BASELINE | Frozen QSOR V1 position used as V2 immutable model base.
QSOR-0003006 | 64.8662 | 2026-09-01 | GBP | V1.0 | APPROVED BASELINE | Frozen QSOR V1 position used as V2 immutable model base.
QSOR-0003007 | 71.5139 | 2026-09-01 | GBP | V1.0 | APPROVED BASELINE | Frozen QSOR V1 position used as V2 immutable model base.
QSOR-0003008 | 74.5062 | 2026-09-01 | GBP | V1.0 | APPROVED BASELINE | Frozen QSOR V1 position used as V2 immutable model base.
QSOR-0003009 | 91.4895 | 2026-09-01 | GBP | V1.0 | APPROVED BASELINE | Frozen QSOR V1 position used as V2 immutable model base.
QSOR-0003010 | 122.5969 | 2026-09-01 | GBP | V1.0 | APPROVED BASELINE | Frozen QSOR V1 position used as V2 immutable model base.
QSOR-0003011 | 125.0205 | 2026-09-01 | GBP | V1.0 | APPROVED BASELINE | Frozen QSOR V1 position used as V2 immutable model base.
QSOR-0003012 | 119.8208 | 2026-09-01 | GBP | V1.0 | APPROVED BASELINE | Frozen QSOR V1 position used as V2 immutable model base.
QSOR-0003013 | 126.2309 | 2026-09-01 | GBP | V1.0 | APPROVED BASELINE | Frozen QSOR V1 position used as V2 immutable model base.
QSOR-0003014 | 132.3376 | 2026-09-01 | GBP | V1.0 | APPROVED BASELINE | Frozen QSOR V1 position used as V2 immutable model base.
QSOR-0003015 | 143.7678 | 2026-09-01 | GBP | V1.0 | APPROVED BASELINE | Frozen QSOR V1 position used as V2 immutable model base.
QSOR-0003016 | 151.768 | 2026-09-01 | GBP | V1.0 | APPROVED BASELINE | Frozen QSOR V1 position used as V2 immutable model base.
QSOR-0003017 | 12.9136 | 2026-09-01 | GBP | V1.0 | APPROVED BASELINE | Frozen QSOR V1 position used as V2 immutable model base.
QSOR-0003018 | 10.9312 | 2026-09-01 | GBP | V1.0 | APPROVED BASELINE | Frozen QSOR V1 position used as V2 immutable model base.
QSOR-0003019 | 14.0597 | 2026-09-01 | GBP | V1.0 | APPROVED BASELINE | Frozen QSOR V1 position used as V2 immutable model base.
QSOR-0003020 | 14.049 | 2026-09-01 | GBP | V1.0 | APPROVED BASELINE | Frozen QSOR V1 position used as V2 immutable model base.
QSOR-0003021 | 16.9122 | 2026-09-01 | GBP | V1.0 | APPROVED BASELINE | Frozen QSOR V1 position used as V2 immutable model base.
QSOR-0003022 | 13.564 | 2026-09-01 | GBP | V1.0 | APPROVED BASELINE | Frozen QSOR V1 position used as V2 immutable model base.
QSOR-0003023 | 18.2759 | 2026-09-01 | GBP | V1.0 | APPROVED BASELINE | Frozen QSOR V1 position used as V2 immutable model base.
QSOR-0003024 | 19.3117 | 2026-09-01 | GBP | V1.0 | APPROVED BASELINE | Frozen QSOR V1 position used as V2 immutable model base.
QSOR-0003025 | 16.1521 | 2026-09-01 | GBP | V1.0 | APPROVED BASELINE | Frozen QSOR V1 position used as V2 immutable model base.
QSOR-0003026 | 21.6847 | 2026-09-01 | GBP | V1.0 | APPROVED BASELINE | Frozen QSOR V1 position used as V2 immutable model base.
QSOR-0003027 | 23.2458 | 2026-09-01 | GBP | V1.0 | APPROVED BASELINE | Frozen QSOR V1 position used as V2 immutable model base.
QSOR-0003028 | 26.7289 | 2026-09-01 | GBP | V1.0 | APPROVED BASELINE | Frozen QSOR V1 position used as V2 immutable model base.
QSOR-0003029 | 28.7258 | 2026-09-01 | GBP | V1.0 | APPROVED BASELINE | Frozen QSOR V1 position used as V2 immutable model base.
QSOR-0003030 | 27.9481 | 2026-09-01 | GBP | V1.0 | APPROVED BASELINE | Frozen QSOR V1 position used as V2 immutable model base.
QSOR-0003031 | 29.5227 | 2026-09-01 | GBP | V1.0 | APPROVED BASELINE | Frozen QSOR V1 position used as V2 immutable model base.
QSOR-0003032 | 31.7969 | 2026-09-01 | GBP | V1.0 | APPROVED BASELINE | Frozen QSOR V1 position used as V2 immutable model base.
QSOR-0003033 | 33.7492 | 2026-09-01 | GBP | V1.0 | APPROVED BASELINE | Frozen QSOR V1 position used as V2 immutable model base.
QSOR-0003034 | 12.005 | 2026-09-01 | GBP | V1.0 | APPROVED BASELINE | Frozen QSOR V1 position used as V2 immutable model base.
QSOR-0003035 | 15.1644 | 2026-09-01 | GBP | V1.0 | APPROVED BASELINE | Frozen QSOR V1 position used as V2 immutable model base.
QSOR-0003036 | 15.5459 | 2026-09-01 | GBP | V1.0 | APPROVED BASELINE | Frozen QSOR V1 position used as V2 immutable model base.
QSOR-0003037 | 16.9626 | 2026-09-01 | GBP | V1.0 | APPROVED BASELINE | Frozen QSOR V1 position used as V2 immutable model base.
QSOR-0003038 | 18.9607 | 2026-09-01 | GBP | V1.0 | APPROVED BASELINE | Frozen QSOR V1 position used as V2 immutable model base.
QSOR-0003039 | 18.8864 | 2026-09-01 | GBP | V1.0 | APPROVED BASELINE | Frozen QSOR V1 position used as V2 immutable model base.
QSOR-0003040 | 19.4013 | 2026-09-01 | GBP | V1.0 | APPROVED BASELINE | Frozen QSOR V1 position used as V2 immutable model base.
QSOR-0003041 | 18.6041 | 2026-09-01 | GBP | V1.0 | APPROVED BASELINE | Frozen QSOR V1 position used as V2 immutable model base.
QSOR-0003042 | 21.5142 | 2026-09-01 | GBP | V1.0 | APPROVED BASELINE | Frozen QSOR V1 position used as V2 immutable model base.
QSOR-0003043 | 22.0888 | 2026-09-01 | GBP | V1.0 | APPROVED BASELINE | Frozen QSOR V1 position used as V2 immutable model base.
QSOR-0003044 | 23.6799 | 2026-09-01 | GBP | V1.0 | APPROVED BASELINE | Frozen QSOR V1 position used as V2 immutable model base.
QSOR-0003045 | 26.9148 | 2026-09-01 | GBP | V1.0 | APPROVED BASELINE | Frozen QSOR V1 position used as V2 immutable model base.
QSOR-0003046 | 27.5497 | 2026-09-01 | GBP | V1.0 | APPROVED BASELINE | Frozen QSOR V1 position used as V2 immutable model base.
QSOR-0003047 | 28.2868 | 2026-09-01 | GBP | V1.0 | APPROVED BASELINE | Frozen QSOR V1 position used as V2 immutable model base.
QSOR-0003048 | 30.1186 | 2026-09-01 | GBP | V1.0 | APPROVED BASELINE | Frozen QSOR V1 position used as V2 immutable model base.
QSOR-0003049 | 30.9263 | 2026-09-01 | GBP | V1.0 | APPROVED BASELINE | Frozen QSOR V1 position used as V2 immutable model base.
QSOR-0003050 | 33.5852 | 2026-09-01 | GBP | V1.0 | APPROVED BASELINE | Frozen QSOR V1 position used as V2 immutable model base.
QSOR-0003051 | 31.5515 | 2026-09-01 | GBP | V1.0 | APPROVED BASELINE | Frozen QSOR V1 position used as V2 immutable model base.
QSOR-0003052 | 33.5719 | 2026-09-01 | GBP | V1.0 | APPROVED BASELINE | Frozen QSOR V1 position used as V2 immutable model base.
QSOR-0003053 | 41.7007 | 2026-09-01 | GBP | V1.0 | APPROVED BASELINE | Frozen QSOR V1 position used as V2 immutable model base.
QSOR-0003054 | 34.8744 | 2026-09-01 | GBP | V1.0 | APPROVED BASELINE | Frozen QSOR V1 position used as V2 immutable model base.
QSOR-0003055 | 46.8327 | 2026-09-01 | GBP | V1.0 | APPROVED BASELINE | Frozen QSOR V1 position used as V2 immutable model base.
QSOR-0003056 | 38.9372 | 2026-09-01 | GBP | V1.0 | APPROVED BASELINE | Frozen QSOR V1 position used as V2 immutable model base.
QSOR-0003057 | 56.2201 | 2026-09-01 | GBP | V1.0 | APPROVED BASELINE | Frozen QSOR V1 position used as V2 immutable model base.
QSOR-0003058 | 71.3201 | 2026-09-01 | GBP | V1.0 | APPROVED BASELINE | Frozen QSOR V1 position used as V2 immutable model base.
QSOR-0003059 | 58.0255 | 2026-09-01 | GBP | V1.0 | APPROVED BASELINE | Frozen QSOR V1 position used as V2 immutable model base.
QSOR-0003060 | 84.9868 | 2026-09-01 | GBP | V1.0 | APPROVED BASELINE | Frozen QSOR V1 position used as V2 immutable model base.
QSOR-0003061 | 99.6467 | 2026-09-01 | GBP | V1.0 | APPROVED BASELINE | Frozen QSOR V1 position used as V2 immutable model base.
QSOR-0003062 | 111.1136 | 2026-09-01 | GBP | V1.0 | APPROVED BASELINE | Frozen QSOR V1 position used as V2 immutable model base.
QSOR-0003063 | 105.6608 | 2026-09-01 | GBP | V1.0 | APPROVED BASELINE | Frozen QSOR V1 position used as V2 immutable model base.
QSOR-0003064 | 107.9539 | 2026-09-01 | GBP | V1.0 | APPROVED BASELINE | Frozen QSOR V1 position used as V2 immutable model base.
QSOR-0003065 | 117.5237 | 2026-09-01 | GBP | V1.0 | APPROVED BASELINE | Frozen QSOR V1 position used as V2 immutable model base.
QSOR-0003066 | 125.9426 | 2026-09-01 | GBP | V1.0 | APPROVED BASELINE | Frozen QSOR V1 position used as V2 immutable model base.
QSOR-0003067 | 131.3113 | 2026-09-01 | GBP | V1.0 | APPROVED BASELINE | Frozen QSOR V1 position used as V2 immutable model base.
QSOR-0003068 | 40.3275 | 2026-09-01 | GBP | V1.0 | APPROVED BASELINE | Frozen QSOR V1 position used as V2 immutable model base.
QSOR-0003069 | 40.2083 | 2026-09-01 | GBP | V1.0 | APPROVED BASELINE | Frozen QSOR V1 position used as V2 immutable model base.
QSOR-0003070 | 50.8473 | 2026-09-01 | GBP | V1.0 | APPROVED BASELINE | Frozen QSOR V1 position used as V2 immutable model base.
QSOR-0003071 | 50.4109 | 2026-09-01 | GBP | V1.0 | APPROVED BASELINE | Frozen QSOR V1 position used as V2 immutable model base.
QSOR-0003072 | 48.4028 | 2026-09-01 | GBP | V1.0 | APPROVED BASELINE | Frozen QSOR V1 position used as V2 immutable model base.
QSOR-0003073 | 47.6913 | 2026-09-01 | GBP | V1.0 | APPROVED BASELINE | Frozen QSOR V1 position used as V2 immutable model base.
QSOR-0003074 | 68.2237 | 2026-09-01 | GBP | V1.0 | APPROVED BASELINE | Frozen QSOR V1 position used as V2 immutable model base.
QSOR-0003075 | 75.2734 | 2026-09-01 | GBP | V1.0 | APPROVED BASELINE | Frozen QSOR V1 position used as V2 immutable model base.
QSOR-0003076 | 63.415 | 2026-09-01 | GBP | V1.0 | APPROVED BASELINE | Frozen QSOR V1 position used as V2 immutable model base.
QSOR-0003077 | 106.8498 | 2026-09-01 | GBP | V1.0 | APPROVED BASELINE | Frozen QSOR V1 position used as V2 immutable model base.
QSOR-0003078 | 133.1014 | 2026-09-01 | GBP | V1.0 | APPROVED BASELINE | Frozen QSOR V1 position used as V2 immutable model base.
QSOR-0003079 | 147.7162 | 2026-09-01 | GBP | V1.0 | APPROVED BASELINE | Frozen QSOR V1 position used as V2 immutable model base.
QSOR-0003080 | 141.7291 | 2026-09-01 | GBP | V1.0 | APPROVED BASELINE | Frozen QSOR V1 position used as V2 immutable model base.
QSOR-0003081 | 144.9798 | 2026-09-01 | GBP | V1.0 | APPROVED BASELINE | Frozen QSOR V1 position used as V2 immutable model base.
QSOR-0003082 | 155.2842 | 2026-09-01 | GBP | V1.0 | APPROVED BASELINE | Frozen QSOR V1 position used as V2 immutable model base.
QSOR-0003083 | 166.383 | 2026-09-01 | GBP | V1.0 | APPROVED BASELINE | Frozen QSOR V1 position used as V2 immutable model base.
QSOR-0003084 | 178.3673 | 2026-09-01 | GBP | V1.0 | APPROVED BASELINE | Frozen QSOR V1 position used as V2 immutable model base.
QSOR-0003085 | 48.996 | 2026-09-01 | GBP | V1.0 | APPROVED BASELINE | Frozen QSOR V1 position used as V2 immutable model base.
QSOR-0003086 | 56.7448 | 2026-09-01 | GBP | V1.0 | APPROVED BASELINE | Frozen QSOR V1 position used as V2 immutable model base.
QSOR-0003087 | 58.5321 | 2026-09-01 | GBP | V1.0 | APPROVED BASELINE | Frozen QSOR V1 position used as V2 immutable model base.
QSOR-0003088 | 67.0555 | 2026-09-01 | GBP | V1.0 | APPROVED BASELINE | Frozen QSOR V1 position used as V2 immutable model base.
QSOR-0003089 | 63.774 | 2026-09-01 | GBP | V1.0 | APPROVED BASELINE | Frozen QSOR V1 position used as V2 immutable model base.
QSOR-0003090 | 58.1105 | 2026-09-01 | GBP | V1.0 | APPROVED BASELINE | Frozen QSOR V1 position used as V2 immutable model base.
QSOR-0003091 | 81.0736 | 2026-09-01 | GBP | V1.0 | APPROVED BASELINE | Frozen QSOR V1 position used as V2 immutable model base.
QSOR-0003092 | 83.3524 | 2026-09-01 | GBP | V1.0 | APPROVED BASELINE | Frozen QSOR V1 position used as V2 immutable model base.
QSOR-0003093 | 89.1648 | 2026-09-01 | GBP | V1.0 | APPROVED BASELINE | Frozen QSOR V1 position used as V2 immutable model base.
QSOR-0003094 | 118.0506 | 2026-09-01 | GBP | V1.0 | APPROVED BASELINE | Frozen QSOR V1 position used as V2 immutable model base.
QSOR-0003095 | 127.2216 | 2026-09-01 | GBP | V1.0 | APPROVED BASELINE | Frozen QSOR V1 position used as V2 immutable model base.
QSOR-0003096 | 157.1566 | 2026-09-01 | GBP | V1.0 | APPROVED BASELINE | Frozen QSOR V1 position used as V2 immutable model base.
QSOR-0003097 | 155.9739 | 2026-09-01 | GBP | V1.0 | APPROVED BASELINE | Frozen QSOR V1 position used as V2 immutable model base.
QSOR-0003098 | 161.5759 | 2026-09-01 | GBP | V1.0 | APPROVED BASELINE | Frozen QSOR V1 position used as V2 immutable model base.
QSOR-0003099 | 172.1467 | 2026-09-01 | GBP | V1.0 | APPROVED BASELINE | Frozen QSOR V1 position used as V2 immutable model base.
QSOR-0003100 | 181.3678 | 2026-09-01 | GBP | V1.0 | APPROVED BASELINE | Frozen QSOR V1 position used as V2 immutable model base.
QSOR-0003101 | 192.3365 | 2026-09-01 | GBP | V1.0 | APPROVED BASELINE | Frozen QSOR V1 position used as V2 immutable model base.
QSOR-0003102 | 11.8461 | 2026-09-01 | GBP | V1.0 | APPROVED BASELINE | Frozen QSOR V1 position used as V2 immutable model base.
QSOR-0003103 | 12.8308 | 2026-09-01 | GBP | V1.0 | APPROVED BASELINE | Frozen QSOR V1 position used as V2 immutable model base.
QSOR-0003104 | 14.8707 | 2026-09-01 | GBP | V1.0 | APPROVED BASELINE | Frozen QSOR V1 position used as V2 immutable model base.
QSOR-0003105 | 16.0434 | 2026-09-01 | GBP | V1.0 | APPROVED BASELINE | Frozen QSOR V1 position used as V2 immutable model base.
QSOR-0003106 | 34.0812 | 2026-09-01 | GBP | V1.0 | APPROVED BASELINE | Frozen QSOR V1 position used as V2 immutable model base.
QSOR-0003107 | 36.5766 | 2026-09-01 | GBP | V1.0 | APPROVED BASELINE | Frozen QSOR V1 position used as V2 immutable model base.
QSOR-0003108 | 40.0736 | 2026-09-01 | GBP | V1.0 | APPROVED BASELINE | Frozen QSOR V1 position used as V2 immutable model base.
QSOR-0003109 | 48.4526 | 2026-09-01 | GBP | V1.0 | APPROVED BASELINE | Frozen QSOR V1 position used as V2 immutable model base.
QSOR-0003110 | 53.0494 | 2026-09-01 | GBP | V1.0 | APPROVED BASELINE | Frozen QSOR V1 position used as V2 immutable model base.
QSOR-0003111 | 56.4701 | 2026-09-01 | GBP | V1.0 | APPROVED BASELINE | Frozen QSOR V1 position used as V2 immutable model base.
QSOR-0003112 | 53.1678 | 2026-09-01 | GBP | V1.0 | APPROVED BASELINE | Frozen QSOR V1 position used as V2 immutable model base.
QSOR-0003113 | 81.0922 | 2026-09-01 | GBP | V1.0 | APPROVED BASELINE | Frozen QSOR V1 position used as V2 immutable model base.
QSOR-0003114 | 94.0045 | 2026-09-01 | GBP | V1.0 | APPROVED BASELINE | Frozen QSOR V1 position used as V2 immutable model base.
QSOR-0003115 | 97.4805 | 2026-09-01 | GBP | V1.0 | APPROVED BASELINE | Frozen QSOR V1 position used as V2 immutable model base.
QSOR-0003116 | 48.226 | 2026-09-01 | GBP | V1.0 | APPROVED BASELINE | Frozen QSOR V1 position used as V2 immutable model base.
QSOR-0003117 | 52.731 | 2026-09-01 | GBP | V1.0 | APPROVED BASELINE | Frozen QSOR V1 position used as V2 immutable model base.
QSOR-0003118 | 56.3196 | 2026-09-01 | GBP | V1.0 | APPROVED BASELINE | Frozen QSOR V1 position used as V2 immutable model base.
QSOR-0003119 | 72.2463 | 2026-09-01 | GBP | V1.0 | APPROVED BASELINE | Frozen QSOR V1 position used as V2 immutable model base.
QSOR-0003120 | 87.4508 | 2026-09-01 | GBP | V1.0 | APPROVED BASELINE | Frozen QSOR V1 position used as V2 immutable model base.
QSOR-0003121 | 89.8076 | 2026-09-01 | GBP | V1.0 | APPROVED BASELINE | Frozen QSOR V1 position used as V2 immutable model base.
QSOR-0003122 | 100.3857 | 2026-09-01 | GBP | V1.0 | APPROVED BASELINE | Frozen QSOR V1 position used as V2 immutable model base.
QSOR-0003123 | 117.2218 | 2026-09-01 | GBP | V1.0 | APPROVED BASELINE | Frozen QSOR V1 position used as V2 immutable model base.
QSOR-0003124 | 170.1184 | 2026-09-01 | GBP | V1.0 | APPROVED BASELINE | Frozen QSOR V1 position used as V2 immutable model base.
QSOR-0003125 | 8.2871 | 2026-09-01 | GBP | V1.0 | APPROVED BASELINE | Frozen QSOR V1 position used as V2 immutable model base.
QSOR-0003126 | 9.6349 | 2026-09-01 | GBP | V1.0 | APPROVED BASELINE | Frozen QSOR V1 position used as V2 immutable model base.
QSOR-0003127 | 10.3073 | 2026-09-01 | GBP | V1.0 | APPROVED BASELINE | Frozen QSOR V1 position used as V2 immutable model base.
QSOR-0003128 | 12.9177 | 2026-09-01 | GBP | V1.0 | APPROVED BASELINE | Frozen QSOR V1 position used as V2 immutable model base.
QSOR-0003129 | 14.1838 | 2026-09-01 | GBP | V1.0 | APPROVED BASELINE | Frozen QSOR V1 position used as V2 immutable model base.
QSOR-0003130 | 15.0798 | 2026-09-01 | GBP | V1.0 | APPROVED BASELINE | Frozen QSOR V1 position used as V2 immutable model base.
QSOR-0003131 | 25.5882 | 2026-09-01 | GBP | V1.0 | APPROVED BASELINE | Frozen QSOR V1 position used as V2 immutable model base.
QSOR-0003132 | 29.6549 | 2026-09-01 | GBP | V1.0 | APPROVED BASELINE | Frozen QSOR V1 position used as V2 immutable model base.
QSOR-0003133 | 30.6061 | 2026-09-01 | GBP | V1.0 | APPROVED BASELINE | Frozen QSOR V1 position used as V2 immutable model base.
QSOR-0003134 | 23.376 | 2026-09-01 | GBP | V1.0 | APPROVED BASELINE | Frozen QSOR V1 position used as V2 immutable model base.
QSOR-0003135 | 25.0969 | 2026-09-01 | GBP | V1.0 | APPROVED BASELINE | Frozen QSOR V1 position used as V2 immutable model base.
QSOR-0003136 | 27.622 | 2026-09-01 | GBP | V1.0 | APPROVED BASELINE | Frozen QSOR V1 position used as V2 immutable model base.
QSOR-0003137 | 33.2595 | 2026-09-01 | GBP | V1.0 | APPROVED BASELINE | Frozen QSOR V1 position used as V2 immutable model base.
QSOR-0003138 | 35.6 | 2026-09-01 | GBP | V1.0 | APPROVED BASELINE | Frozen QSOR V1 position used as V2 immutable model base.
QSOR-0003139 | 36.9805 | 2026-09-01 | GBP | V1.0 | APPROVED BASELINE | Frozen QSOR V1 position used as V2 immutable model base.
QSOR-0003140 | 42.6213 | 2026-09-01 | GBP | V1.0 | APPROVED BASELINE | Frozen QSOR V1 position used as V2 immutable model base.
QSOR-0003141 | 43.5773 | 2026-09-01 | GBP | V1.0 | APPROVED BASELINE | Frozen QSOR V1 position used as V2 immutable model base.
QSOR-0003142 | 45.2561 | 2026-09-01 | GBP | V1.0 | APPROVED BASELINE | Frozen QSOR V1 position used as V2 immutable model base.
QSOR-0003143 | 7.8013 | 2026-09-01 | GBP | V1.0 | APPROVED BASELINE | Frozen QSOR V1 position used as V2 immutable model base.
QSOR-0003144 | 8.4686 | 2026-09-01 | GBP | V1.0 | APPROVED BASELINE | Frozen QSOR V1 position used as V2 immutable model base.
QSOR-0003145 | 8.9179 | 2026-09-01 | GBP | V1.0 | APPROVED BASELINE | Frozen QSOR V1 position used as V2 immutable model base.
QSOR-0003146 | 10.2476 | 2026-09-01 | GBP | V1.0 | APPROVED BASELINE | Frozen QSOR V1 position used as V2 immutable model base.
QSOR-0003147 | 10.9142 | 2026-09-01 | GBP | V1.0 | APPROVED BASELINE | Frozen QSOR V1 position used as V2 immutable model base.
QSOR-0003148 | 11.4628 | 2026-09-01 | GBP | V1.0 | APPROVED BASELINE | Frozen QSOR V1 position used as V2 immutable model base.
QSOR-0003149 | 14.1588 | 2026-09-01 | GBP | V1.0 | APPROVED BASELINE | Frozen QSOR V1 position used as V2 immutable model base.
QSOR-0003150 | 16.8304 | 2026-09-01 | GBP | V1.0 | APPROVED BASELINE | Frozen QSOR V1 position used as V2 immutable model base.
QSOR-0003151 | 19.9907 | 2026-09-01 | GBP | V1.0 | APPROVED BASELINE | Frozen QSOR V1 position used as V2 immutable model base.
QSOR-0003152 | 19.4521 | 2026-09-01 | GBP | V1.0 | APPROVED BASELINE | Frozen QSOR V1 position used as V2 immutable model base.
QSOR-0003153 | 23.5703 | 2026-09-01 | GBP | V1.0 | APPROVED BASELINE | Frozen QSOR V1 position used as V2 immutable model base.
QSOR-0003154 | 26.2339 | 2026-09-01 | GBP | V1.0 | APPROVED BASELINE | Frozen QSOR V1 position used as V2 immutable model base.
QSOR-0003155 | 39.071 | 2026-09-01 | GBP | V1.0 | APPROVED BASELINE | Frozen QSOR V1 position used as V2 immutable model base.
QSOR-0003156 | 55.1172 | 2026-09-01 | GBP | V1.0 | APPROVED BASELINE | Frozen QSOR V1 position used as V2 immutable model base.
QSOR-0003157 | 63.107 | 2026-09-01 | GBP | V1.0 | APPROVED BASELINE | Frozen QSOR V1 position used as V2 immutable model base.
QSOR-0003158 | 67.1961 | 2026-09-01 | GBP | V1.0 | APPROVED BASELINE | Frozen QSOR V1 position used as V2 immutable model base.
QSOR-0003159 | 79.5539 | 2026-09-01 | GBP | V1.0 | APPROVED BASELINE | Frozen QSOR V1 position used as V2 immutable model base.
QSOR-0003160 | 113.0053 | 2026-09-01 | GBP | V1.0 | APPROVED BASELINE | Frozen QSOR V1 position used as V2 immutable model base.
QSOR-0003161 | 21.6176 | 2026-09-01 | GBP | V1.0 | APPROVED BASELINE | Frozen QSOR V1 position used as V2 immutable model base.
QSOR-0003162 | 27.5082 | 2026-09-01 | GBP | V1.0 | APPROVED BASELINE | Frozen QSOR V1 position used as V2 immutable model base.
QSOR-0003163 | 28.4033 | 2026-09-01 | GBP | V1.0 | APPROVED BASELINE | Frozen QSOR V1 position used as V2 immutable model base.
QSOR-0003164 | 50.122 | 2026-09-01 | GBP | V1.0 | APPROVED BASELINE | Frozen QSOR V1 position used as V2 immutable model base.
QSOR-0003165 | 52.3747 | 2026-09-01 | GBP | V1.0 | APPROVED BASELINE | Frozen QSOR V1 position used as V2 immutable model base.
QSOR-0003166 | 64.4427 | 2026-09-01 | GBP | V1.0 | APPROVED BASELINE | Frozen QSOR V1 position used as V2 immutable model base.
QSOR-0003167 | 83.1875 | 2026-09-01 | GBP | V1.0 | APPROVED BASELINE | Frozen QSOR V1 position used as V2 immutable model base.
QSOR-0003168 | 101.6282 | 2026-09-01 | GBP | V1.0 | APPROVED BASELINE | Frozen QSOR V1 position used as V2 immutable model base.
QSOR-0003169 | 133.1742 | 2026-09-01 | GBP | V1.0 | APPROVED BASELINE | Frozen QSOR V1 position used as V2 immutable model base.
QSOR-0003170 | 2.6497 | 2026-09-01 | GBP | V1.0 | APPROVED BASELINE | Frozen QSOR V1 position used as V2 immutable model base.
QSOR-0003171 | 2.7824 | 2026-09-01 | GBP | V1.0 | APPROVED BASELINE | Frozen QSOR V1 position used as V2 immutable model base.
QSOR-0003172 | 3.4155 | 2026-09-01 | GBP | V1.0 | APPROVED BASELINE | Frozen QSOR V1 position used as V2 immutable model base.
QSOR-0003173 | 4.2892 | 2026-09-01 | GBP | V1.0 | APPROVED BASELINE | Frozen QSOR V1 position used as V2 immutable model base.
QSOR-0003174 | 6.3398 | 2026-09-01 | GBP | V1.0 | APPROVED BASELINE | Frozen QSOR V1 position used as V2 immutable model base.
QSOR-0003175 | 9.8348 | 2026-09-01 | GBP | V1.0 | APPROVED BASELINE | Frozen QSOR V1 position used as V2 immutable model base.
QSOR-0003176 | 4.4932 | 2026-09-01 | GBP | V1.0 | APPROVED BASELINE | Frozen QSOR V1 position used as V2 immutable model base.
QSOR-0003177 | 4.6186 | 2026-09-01 | GBP | V1.0 | APPROVED BASELINE | Frozen QSOR V1 position used as V2 immutable model base.
QSOR-0003178 | 4.6681 | 2026-09-01 | GBP | V1.0 | APPROVED BASELINE | Frozen QSOR V1 position used as V2 immutable model base.
QSOR-0003179 | 5.0026 | 2026-09-01 | GBP | V1.0 | APPROVED BASELINE | Frozen QSOR V1 position used as V2 immutable model base.
QSOR-0003180 | 5.7691 | 2026-09-01 | GBP | V1.0 | APPROVED BASELINE | Frozen QSOR V1 position used as V2 immutable model base.
QSOR-0003181 | 5.8107 | 2026-09-01 | GBP | V1.0 | APPROVED BASELINE | Frozen QSOR V1 position used as V2 immutable model base.
QSOR-0003182 | 6.4029 | 2026-09-01 | GBP | V1.0 | APPROVED BASELINE | Frozen QSOR V1 position used as V2 immutable model base.
QSOR-0003183 | 5.997 | 2026-09-01 | GBP | V1.0 | APPROVED BASELINE | Frozen QSOR V1 position used as V2 immutable model base.
QSOR-0003184 | 5.2038 | 2026-09-01 | GBP | V1.0 | APPROVED BASELINE | Frozen QSOR V1 position used as V2 immutable model base.
QSOR-0003185 | 5.9196 | 2026-09-01 | GBP | V1.0 | APPROVED BASELINE | Frozen QSOR V1 position used as V2 immutable model base.
QSOR-0003186 | 7.0462 | 2026-09-01 | GBP | V1.0 | APPROVED BASELINE | Frozen QSOR V1 position used as V2 immutable model base.
QSOR-0003187 | 7.2751 | 2026-09-01 | GBP | V1.0 | APPROVED BASELINE | Frozen QSOR V1 position used as V2 immutable model base.
QSOR-0003188 | 7.9286 | 2026-09-01 | GBP | V1.0 | APPROVED BASELINE | Frozen QSOR V1 position used as V2 immutable model base.
QSOR-0003189 | 9.33 | 2026-09-01 | GBP | V1.0 | APPROVED BASELINE | Frozen QSOR V1 position used as V2 immutable model base.
QSOR-0003190 | 12.6633 | 2026-09-01 | GBP | V1.0 | APPROVED BASELINE | Frozen QSOR V1 position used as V2 immutable model base.
QSOR-0003191 | 25.8049 | 2026-09-01 | GBP | V1.0 | APPROVED BASELINE | Frozen QSOR V1 position used as V2 immutable model base.
QSOR-0003192 | 29.0801 | 2026-09-01 | GBP | V1.0 | APPROVED BASELINE | Frozen QSOR V1 position used as V2 immutable model base.
QSOR-0003193 | 32.8091 | 2026-09-01 | GBP | V1.0 | APPROVED BASELINE | Frozen QSOR V1 position used as V2 immutable model base.
QSOR-0003194 | 40.6447 | 2026-09-01 | GBP | V1.0 | APPROVED BASELINE | Frozen QSOR V1 position used as V2 immutable model base.
QSOR-0003195 | 27.4059 | 2026-09-01 | GBP | V1.0 | APPROVED BASELINE | Frozen QSOR V1 position used as V2 immutable model base.
QSOR-0003196 | 32.8628 | 2026-09-01 | GBP | V1.0 | APPROVED BASELINE | Frozen QSOR V1 position used as V2 immutable model base.
QSOR-0003197 | 41.5506 | 2026-09-01 | GBP | V1.0 | APPROVED BASELINE | Frozen QSOR V1 position used as V2 immutable model base.
QSOR-0003198 | 56.3703 | 2026-09-01 | GBP | V1.0 | APPROVED BASELINE | Frozen QSOR V1 position used as V2 immutable model base.
QSOR-0003199 | 62.3473 | 2026-09-01 | GBP | V1.0 | APPROVED BASELINE | Frozen QSOR V1 position used as V2 immutable model base.
QSOR-0003200 | 78.6188 | 2026-09-01 | GBP | V1.0 | APPROVED BASELINE | Frozen QSOR V1 position used as V2 immutable model base.
QSOR-0003201 | 108.29 | 2026-09-01 | GBP | V1.0 | APPROVED BASELINE | Frozen QSOR V1 position used as V2 immutable model base.
QSOR-0003202 | 116.7505 | 2026-09-01 | GBP | V1.0 | APPROVED BASELINE | Frozen QSOR V1 position used as V2 immutable model base.
QSOR-0003203 | 140.0754 | 2026-09-01 | GBP | V1.0 | APPROVED BASELINE | Frozen QSOR V1 position used as V2 immutable model base.
QSOR-0003204 | 167.6668 | 2026-09-01 | GBP | V1.0 | APPROVED BASELINE | Frozen QSOR V1 position used as V2 immutable model base.
QSOR-0003205 | 214.4345 | 2026-09-01 | GBP | V1.0 | APPROVED BASELINE | Frozen QSOR V1 position used as V2 immutable model base.
QSOR-0003206 | 7.5251 | 2026-09-01 | GBP | V1.0 | APPROVED BASELINE | Frozen QSOR V1 position used as V2 immutable model base.
QSOR-0003207 | 7.0313 | 2026-09-01 | GBP | V1.0 | APPROVED BASELINE | Frozen QSOR V1 position used as V2 immutable model base.
QSOR-0003208 | 8.4037 | 2026-09-01 | GBP | V1.0 | APPROVED BASELINE | Frozen QSOR V1 position used as V2 immutable model base.
QSOR-0003209 | 9.0721 | 2026-09-01 | GBP | V1.0 | APPROVED BASELINE | Frozen QSOR V1 position used as V2 immutable model base.
QSOR-0003210 | 11.2282 | 2026-09-01 | GBP | V1.0 | APPROVED BASELINE | Frozen QSOR V1 position used as V2 immutable model base.
QSOR-0003211 | 13.2894 | 2026-09-01 | GBP | V1.0 | APPROVED BASELINE | Frozen QSOR V1 position used as V2 immutable model base.
QSOR-0003212 | 12.915 | 2026-09-01 | GBP | V1.0 | APPROVED BASELINE | Frozen QSOR V1 position used as V2 immutable model base.
QSOR-0003213 | 13.0451 | 2026-09-01 | GBP | V1.0 | APPROVED BASELINE | Frozen QSOR V1 position used as V2 immutable model base.
QSOR-0003214 | 14.4917 | 2026-09-01 | GBP | V1.0 | APPROVED BASELINE | Frozen QSOR V1 position used as V2 immutable model base.
QSOR-0003215 | 18.0902 | 2026-09-01 | GBP | V1.0 | APPROVED BASELINE | Frozen QSOR V1 position used as V2 immutable model base.
QSOR-0003216 | 14.7087 | 2026-09-01 | GBP | V1.0 | APPROVED BASELINE | Frozen QSOR V1 position used as V2 immutable model base.
QSOR-0003217 | 15.6817 | 2026-09-01 | GBP | V1.0 | APPROVED BASELINE | Frozen QSOR V1 position used as V2 immutable model base.
QSOR-0003218 | 16.7555 | 2026-09-01 | GBP | V1.0 | APPROVED BASELINE | Frozen QSOR V1 position used as V2 immutable model base.
QSOR-0003219 | 21.1818 | 2026-09-01 | GBP | V1.0 | APPROVED BASELINE | Frozen QSOR V1 position used as V2 immutable model base.
QSOR-0003220 | 16.5625 | 2026-09-01 | GBP | V1.0 | APPROVED BASELINE | Frozen QSOR V1 position used as V2 immutable model base.
QSOR-0003221 | 17.8153 | 2026-09-01 | GBP | V1.0 | APPROVED BASELINE | Frozen QSOR V1 position used as V2 immutable model base.
QSOR-0003222 | 20.307 | 2026-09-01 | GBP | V1.0 | APPROVED BASELINE | Frozen QSOR V1 position used as V2 immutable model base.
QSOR-0003223 | 25.5262 | 2026-09-01 | GBP | V1.0 | APPROVED BASELINE | Frozen QSOR V1 position used as V2 immutable model base.
QSOR-0003224 | 14.2938 | 2026-09-01 | GBP | V1.0 | APPROVED BASELINE | Frozen QSOR V1 position used as V2 immutable model base.
QSOR-0003225 | 14.9578 | 2026-09-01 | GBP | V1.0 | APPROVED BASELINE | Frozen QSOR V1 position used as V2 immutable model base.
QSOR-0003226 | 16.02 | 2026-09-01 | GBP | V1.0 | APPROVED BASELINE | Frozen QSOR V1 position used as V2 immutable model base.
QSOR-0003227 | 17.8801 | 2026-09-01 | GBP | V1.0 | APPROVED BASELINE | Frozen QSOR V1 position used as V2 immutable model base.
QSOR-0003228 | 19.2943 | 2026-09-01 | GBP | V1.0 | APPROVED BASELINE | Frozen QSOR V1 position used as V2 immutable model base.
QSOR-0003229 | 23.9113 | 2026-09-01 | GBP | V1.0 | APPROVED BASELINE | Frozen QSOR V1 position used as V2 immutable model base.
QSOR-0003230 | 32.8984 | 2026-09-01 | GBP | V1.0 | APPROVED BASELINE | Frozen QSOR V1 position used as V2 immutable model base.
QSOR-0003231 | 14.7039 | 2026-09-01 | GBP | V1.0 | APPROVED BASELINE | Frozen QSOR V1 position used as V2 immutable model base.
QSOR-0003232 | 16.0644 | 2026-09-01 | GBP | V1.0 | APPROVED BASELINE | Frozen QSOR V1 position used as V2 immutable model base.
QSOR-0003233 | 17.5698 | 2026-09-01 | GBP | V1.0 | APPROVED BASELINE | Frozen QSOR V1 position used as V2 immutable model base.
QSOR-0003234 | 18.0121 | 2026-09-01 | GBP | V1.0 | APPROVED BASELINE | Frozen QSOR V1 position used as V2 immutable model base.
QSOR-0003235 | 20.9545 | 2026-09-01 | GBP | V1.0 | APPROVED BASELINE | Frozen QSOR V1 position used as V2 immutable model base.
QSOR-0003236 | 27.4411 | 2026-09-01 | GBP | V1.0 | APPROVED BASELINE | Frozen QSOR V1 position used as V2 immutable model base.
QSOR-0003237 | 35.7391 | 2026-09-01 | GBP | V1.0 | APPROVED BASELINE | Frozen QSOR V1 position used as V2 immutable model base.
QSOR-0003238 | 16.7327 | 2026-09-01 | GBP | V1.0 | APPROVED BASELINE | Frozen QSOR V1 position used as V2 immutable model base.
QSOR-0003239 | 16.5873 | 2026-09-01 | GBP | V1.0 | APPROVED BASELINE | Frozen QSOR V1 position used as V2 immutable model base.
QSOR-0003240 | 20.1264 | 2026-09-01 | GBP | V1.0 | APPROVED BASELINE | Frozen QSOR V1 position used as V2 immutable model base.
QSOR-0003241 | 21.7176 | 2026-09-01 | GBP | V1.0 | APPROVED BASELINE | Frozen QSOR V1 position used as V2 immutable model base.
QSOR-0003242 | 25.2071 | 2026-09-01 | GBP | V1.0 | APPROVED BASELINE | Frozen QSOR V1 position used as V2 immutable model base.
QSOR-0003243 | 29.9921 | 2026-09-01 | GBP | V1.0 | APPROVED BASELINE | Frozen QSOR V1 position used as V2 immutable model base.
QSOR-0003244 | 38.3276 | 2026-09-01 | GBP | V1.0 | APPROVED BASELINE | Frozen QSOR V1 position used as V2 immutable model base.
QSOR-0003245 | 20.0251 | 2026-09-01 | GBP | V1.0 | APPROVED BASELINE | Frozen QSOR V1 position used as V2 immutable model base.
QSOR-0003246 | 24.1686 | 2026-09-01 | GBP | V1.0 | APPROVED BASELINE | Frozen QSOR V1 position used as V2 immutable model base.
QSOR-0003247 | 29.961 | 2026-09-01 | GBP | V1.0 | APPROVED BASELINE | Frozen QSOR V1 position used as V2 immutable model base.
QSOR-0003248 | 22.0263 | 2026-09-01 | GBP | V1.0 | APPROVED BASELINE | Frozen QSOR V1 position used as V2 immutable model base.
QSOR-0003249 | 22.5094 | 2026-09-01 | GBP | V1.0 | APPROVED BASELINE | Frozen QSOR V1 position used as V2 immutable model base.
QSOR-0003250 | 26.2087 | 2026-09-01 | GBP | V1.0 | APPROVED BASELINE | Frozen QSOR V1 position used as V2 immutable model base.
QSOR-0003251 | 34.3583 | 2026-09-01 | GBP | V1.0 | APPROVED BASELINE | Frozen QSOR V1 position used as V2 immutable model base.
QSOR-0003252 | 45.0072 | 2026-09-01 | GBP | V1.0 | APPROVED BASELINE | Frozen QSOR V1 position used as V2 immutable model base.
QSOR-0003253 | 53.8145 | 2026-09-01 | GBP | V1.0 | APPROVED BASELINE | Frozen QSOR V1 position used as V2 immutable model base.
QSOR-0003254 | 64.2775 | 2026-09-01 | GBP | V1.0 | APPROVED BASELINE | Frozen QSOR V1 position used as V2 immutable model base.
QSOR-0003255 | 77.1227 | 2026-09-01 | GBP | V1.0 | APPROVED BASELINE | Frozen QSOR V1 position used as V2 immutable model base.
QSOR-0003256 | 92.348 | 2026-09-01 | GBP | V1.0 | APPROVED BASELINE | Frozen QSOR V1 position used as V2 immutable model base.
QSOR-0003257 | 26.2125 | 2026-09-01 | GBP | V1.0 | APPROVED BASELINE | Frozen QSOR V1 position used as V2 immutable model base.
QSOR-0003258 | 26.7335 | 2026-09-01 | GBP | V1.0 | APPROVED BASELINE | Frozen QSOR V1 position used as V2 immutable model base.
QSOR-0003259 | 31.247 | 2026-09-01 | GBP | V1.0 | APPROVED BASELINE | Frozen QSOR V1 position used as V2 immutable model base.
QSOR-0003260 | 40.8434 | 2026-09-01 | GBP | V1.0 | APPROVED BASELINE | Frozen QSOR V1 position used as V2 immutable model base.
QSOR-0003261 | 53.6369 | 2026-09-01 | GBP | V1.0 | APPROVED BASELINE | Frozen QSOR V1 position used as V2 immutable model base.
QSOR-0003262 | 64.4864 | 2026-09-01 | GBP | V1.0 | APPROVED BASELINE | Frozen QSOR V1 position used as V2 immutable model base.
QSOR-0003263 | 77.0404 | 2026-09-01 | GBP | V1.0 | APPROVED BASELINE | Frozen QSOR V1 position used as V2 immutable model base.
QSOR-0003264 | 92.1621 | 2026-09-01 | GBP | V1.0 | APPROVED BASELINE | Frozen QSOR V1 position used as V2 immutable model base.
QSOR-0003265 | 110.1778 | 2026-09-01 | GBP | V1.0 | APPROVED BASELINE | Frozen QSOR V1 position used as V2 immutable model base.
QSOR-0003266 | 131.8856 | 2026-09-01 | GBP | V1.0 | APPROVED BASELINE | Frozen QSOR V1 position used as V2 immutable model base.
QSOR-0003267 | 158.6025 | 2026-09-01 | GBP | V1.0 | APPROVED BASELINE | Frozen QSOR V1 position used as V2 immutable model base.
QSOR-0003268 | 190.0657 | 2026-09-01 | GBP | V1.0 | APPROVED BASELINE | Frozen QSOR V1 position used as V2 immutable model base.
QSOR-0003269 | 228.2877 | 2026-09-01 | GBP | V1.0 | APPROVED BASELINE | Frozen QSOR V1 position used as V2 immutable model base.
QSOR-0003270 | 275.1522 | 2026-09-01 | GBP | V1.0 | APPROVED BASELINE | Frozen QSOR V1 position used as V2 immutable model base.
QSOR-0003271 | 327.1614 | 2026-09-01 | GBP | V1.0 | APPROVED BASELINE | Frozen QSOR V1 position used as V2 immutable model base.
QSOR-0003272 | 310.9461 | 2026-09-01 | GBP | V1.0 | APPROVED BASELINE | Frozen QSOR V1 position used as V2 immutable model base.
QSOR-0003273 | 313.02 | 2026-09-01 | GBP | V1.0 | APPROVED BASELINE | Frozen QSOR V1 position used as V2 immutable model base.
QSOR-0003274 | 318.9891 | 2026-09-01 | GBP | V1.0 | APPROVED BASELINE | Frozen QSOR V1 position used as V2 immutable model base.
QSOR-0003275 | 316.4998 | 2026-09-01 | GBP | V1.0 | APPROVED BASELINE | Frozen QSOR V1 position used as V2 immutable model base.
QSOR-0003276 | 372.8492 | 2026-09-01 | GBP | V1.0 | APPROVED BASELINE | Frozen QSOR V1 position used as V2 immutable model base.
QSOR-0003277 | 392.754 | 2026-09-01 | GBP | V1.0 | APPROVED BASELINE | Frozen QSOR V1 position used as V2 immutable model base.
QSOR-0003278 | 39.9211 | 2026-09-01 | GBP | V1.0 | APPROVED BASELINE | Frozen QSOR V1 position used as V2 immutable model base.
QSOR-0003279 | 54.9093 | 2026-09-01 | GBP | V1.0 | APPROVED BASELINE | Frozen QSOR V1 position used as V2 immutable model base.
QSOR-0003280 | 56.5239 | 2026-09-01 | GBP | V1.0 | APPROVED BASELINE | Frozen QSOR V1 position used as V2 immutable model base.
QSOR-0003281 | 49.3864 | 2026-09-01 | GBP | V1.0 | APPROVED BASELINE | Frozen QSOR V1 position used as V2 immutable model base.
QSOR-0003282 | 64.504 | 2026-09-01 | GBP | V1.0 | APPROVED BASELINE | Frozen QSOR V1 position used as V2 immutable model base.
QSOR-0003283 | 13.2767 | 2026-09-01 | GBP | V1.0 | APPROVED BASELINE | Frozen QSOR V1 position used as V2 immutable model base.
QSOR-0003284 | 16.1994 | 2026-09-01 | GBP | V1.0 | APPROVED BASELINE | Frozen QSOR V1 position used as V2 immutable model base.
QSOR-0003285 | 79.7992 | 2026-09-01 | GBP | V1.0 | APPROVED BASELINE | Frozen QSOR V1 position used as V2 immutable model base.
QSOR-0003286 | 91.3328 | 2026-09-01 | GBP | V1.0 | APPROVED BASELINE | Frozen QSOR V1 position used as V2 immutable model base.
QSOR-0003287 | 101.6743 | 2026-09-01 | GBP | V1.0 | APPROVED BASELINE | Frozen QSOR V1 position used as V2 immutable model base.
QSOR-0003288 | 113.3544 | 2026-09-01 | GBP | V1.0 | APPROVED BASELINE | Frozen QSOR V1 position used as V2 immutable model base.
QSOR-0003289 | 126.256 | 2026-09-01 | GBP | V1.0 | APPROVED BASELINE | Frozen QSOR V1 position used as V2 immutable model base.
QSOR-0003290 | 150.1277 | 2026-09-01 | GBP | V1.0 | APPROVED BASELINE | Frozen QSOR V1 position used as V2 immutable model base.
QSOR-0003291 | 188.9142 | 2026-09-01 | GBP | V1.0 | APPROVED BASELINE | Frozen QSOR V1 position used as V2 immutable model base.
QSOR-0003292 | 201.2071 | 2026-09-01 | GBP | V1.0 | APPROVED BASELINE | Frozen QSOR V1 position used as V2 immutable model base.
QSOR-0003293 | 229.463 | 2026-09-01 | GBP | V1.0 | APPROVED BASELINE | Frozen QSOR V1 position used as V2 immutable model base.
QSOR-0003294 | 259.3646 | 2026-09-01 | GBP | V1.0 | APPROVED BASELINE | Frozen QSOR V1 position used as V2 immutable model base.
QSOR-0003295 | 85.0287 | 2026-09-01 | GBP | V1.0 | APPROVED BASELINE | Frozen QSOR V1 position used as V2 immutable model base.
QSOR-0003296 | 98.1037 | 2026-09-01 | GBP | V1.0 | APPROVED BASELINE | Frozen QSOR V1 position used as V2 immutable model base.
QSOR-0003297 | 110.2265 | 2026-09-01 | GBP | V1.0 | APPROVED BASELINE | Frozen QSOR V1 position used as V2 immutable model base.
QSOR-0003298 | 123.7896 | 2026-09-01 | GBP | V1.0 | APPROVED BASELINE | Frozen QSOR V1 position used as V2 immutable model base.
QSOR-0003299 | 137.8613 | 2026-09-01 | GBP | V1.0 | APPROVED BASELINE | Frozen QSOR V1 position used as V2 immutable model base.
QSOR-0003300 | 163.3663 | 2026-09-01 | GBP | V1.0 | APPROVED BASELINE | Frozen QSOR V1 position used as V2 immutable model base.
QSOR-0003301 | 197.9627 | 2026-09-01 | GBP | V1.0 | APPROVED BASELINE | Frozen QSOR V1 position used as V2 immutable model base.
QSOR-0003302 | 234.7422 | 2026-09-01 | GBP | V1.0 | APPROVED BASELINE | Frozen QSOR V1 position used as V2 immutable model base.
QSOR-0003303 | 269.7314 | 2026-09-01 | GBP | V1.0 | APPROVED BASELINE | Frozen QSOR V1 position used as V2 immutable model base.
QSOR-0003304 | 302.272 | 2026-09-01 | GBP | V1.0 | APPROVED BASELINE | Frozen QSOR V1 position used as V2 immutable model base.
QSOR-0003305 | 42.1835 | 2026-09-01 | GBP | V1.0 | APPROVED BASELINE | Frozen QSOR V1 position used as V2 immutable model base.
QSOR-0003306 | 48.4684 | 2026-09-01 | GBP | V1.0 | APPROVED BASELINE | Frozen QSOR V1 position used as V2 immutable model base.
QSOR-0003307 | 53.9416 | 2026-09-01 | GBP | V1.0 | APPROVED BASELINE | Frozen QSOR V1 position used as V2 immutable model base.
QSOR-0003308 | 59.7954 | 2026-09-01 | GBP | V1.0 | APPROVED BASELINE | Frozen QSOR V1 position used as V2 immutable model base.
QSOR-0003309 | 66.6972 | 2026-09-01 | GBP | V1.0 | APPROVED BASELINE | Frozen QSOR V1 position used as V2 immutable model base.
QSOR-0003310 | 79.4188 | 2026-09-01 | GBP | V1.0 | APPROVED BASELINE | Frozen QSOR V1 position used as V2 immutable model base.
QSOR-0003311 | 95.1506 | 2026-09-01 | GBP | V1.0 | APPROVED BASELINE | Frozen QSOR V1 position used as V2 immutable model base.
QSOR-0003312 | 105.4958 | 2026-09-01 | GBP | V1.0 | APPROVED BASELINE | Frozen QSOR V1 position used as V2 immutable model base.
QSOR-0003313 | 121.2723 | 2026-09-01 | GBP | V1.0 | APPROVED BASELINE | Frozen QSOR V1 position used as V2 immutable model base.
QSOR-0003314 | 136.5837 | 2026-09-01 | GBP | V1.0 | APPROVED BASELINE | Frozen QSOR V1 position used as V2 immutable model base.
QSOR-0003315 | 45.2248 | 2026-09-01 | GBP | V1.0 | APPROVED BASELINE | Frozen QSOR V1 position used as V2 immutable model base.
QSOR-0003316 | 51.8738 | 2026-09-01 | GBP | V1.0 | APPROVED BASELINE | Frozen QSOR V1 position used as V2 immutable model base.
QSOR-0003317 | 58.3241 | 2026-09-01 | GBP | V1.0 | APPROVED BASELINE | Frozen QSOR V1 position used as V2 immutable model base.
QSOR-0003318 | 65.6813 | 2026-09-01 | GBP | V1.0 | APPROVED BASELINE | Frozen QSOR V1 position used as V2 immutable model base.
QSOR-0003319 | 72.6909 | 2026-09-01 | GBP | V1.0 | APPROVED BASELINE | Frozen QSOR V1 position used as V2 immutable model base.
QSOR-0003320 | 86.2572 | 2026-09-01 | GBP | V1.0 | APPROVED BASELINE | Frozen QSOR V1 position used as V2 immutable model base.
QSOR-0003321 | 104.7295 | 2026-09-01 | GBP | V1.0 | APPROVED BASELINE | Frozen QSOR V1 position used as V2 immutable model base.
QSOR-0003322 | 123.2275 | 2026-09-01 | GBP | V1.0 | APPROVED BASELINE | Frozen QSOR V1 position used as V2 immutable model base.
QSOR-0003323 | 141.0166 | 2026-09-01 | GBP | V1.0 | APPROVED BASELINE | Frozen QSOR V1 position used as V2 immutable model base.
QSOR-0003324 | 158.6688 | 2026-09-01 | GBP | V1.0 | APPROVED BASELINE | Frozen QSOR V1 position used as V2 immutable model base.
QSOR-0003325 | 59.0676 | 2026-09-01 | GBP | V1.0 | APPROVED BASELINE | Frozen QSOR V1 position used as V2 immutable model base.
QSOR-0003326 | 64.6742 | 2026-09-01 | GBP | V1.0 | APPROVED BASELINE | Frozen QSOR V1 position used as V2 immutable model base.
QSOR-0003327 | 280.8826 | 2026-09-01 | GBP | V1.0 | APPROVED BASELINE | Frozen QSOR V1 position used as V2 immutable model base.
QSOR-0003328 | 32.4529 | 2026-09-01 | GBP | V1.0 | APPROVED BASELINE | Frozen QSOR V1 position used as V2 immutable model base.
QSOR-0003329 | 133.8346 | 2026-09-01 | GBP | V1.0 | APPROVED BASELINE | Frozen QSOR V1 position used as V2 immutable model base.
QSOR-0003330 | 14.4618 | 2026-09-01 | GBP | V1.0 | APPROVED BASELINE | Frozen QSOR V1 position used as V2 immutable model base.
QSOR-0003331 | 12.5915 | 2026-09-01 | GBP | V1.0 | APPROVED BASELINE | Frozen QSOR V1 position used as V2 immutable model base.
QSOR-0003332 | 64.9845 | 2026-09-01 | GBP | V1.0 | APPROVED BASELINE | Frozen QSOR V1 position used as V2 immutable model base.
QSOR-0003333 | 77.6405 | 2026-09-01 | GBP | V1.0 | APPROVED BASELINE | Frozen QSOR V1 position used as V2 immutable model base.
QSOR-0003334 | 160.5519 | 2026-09-01 | GBP | V1.0 | APPROVED BASELINE | Frozen QSOR V1 position used as V2 immutable model base.
QSOR-0003335 | 167.1109 | 2026-09-01 | GBP | V1.0 | APPROVED BASELINE | Frozen QSOR V1 position used as V2 immutable model base.
QSOR-0003336 | 210.4277 | 2026-09-01 | GBP | V1.0 | APPROVED BASELINE | Frozen QSOR V1 position used as V2 immutable model base.
QSOR-0003338 | 289.0321 | 2026-09-01 | GBP | V1.0 | APPROVED BASELINE | Frozen QSOR V1 position used as V2 immutable model base.
QSOR-0003339 | 429.3524 | 2026-09-01 | GBP | V1.0 | APPROVED BASELINE | Frozen QSOR V1 position used as V2 immutable model base.
QSOR-0003340 | 606.2461 | 2026-09-01 | GBP | V1.0 | APPROVED BASELINE | Frozen QSOR V1 position used as V2 immutable model base.
QSOR-0003341 | 910.2787 | 2026-09-01 | GBP | V1.0 | APPROVED BASELINE | Frozen QSOR V1 position used as V2 immutable model base.
QSOR-0003342 | 35.6541 | 2026-09-01 | GBP | V1.0 | APPROVED BASELINE | Frozen QSOR V1 position used as V2 immutable model base.
QSOR-0003343 | 46.8487 | 2026-09-01 | GBP | V1.0 | APPROVED BASELINE | Frozen QSOR V1 position used as V2 immutable model base.
QSOR-0003344 | 71.6837 | 2026-09-01 | GBP | V1.0 | APPROVED BASELINE | Frozen QSOR V1 position used as V2 immutable model base.
QSOR-0003345 | 79.9363 | 2026-09-01 | GBP | V1.0 | APPROVED BASELINE | Frozen QSOR V1 position used as V2 immutable model base.
QSOR-0003346 | 114.0449 | 2026-09-01 | GBP | V1.0 | APPROVED BASELINE | Frozen QSOR V1 position used as V2 immutable model base.
QSOR-0003347 | 148.5042 | 2026-09-01 | GBP | V1.0 | APPROVED BASELINE | Frozen QSOR V1 position used as V2 immutable model base.
QSOR-0003348 | 218.4339 | 2026-09-01 | GBP | V1.0 | APPROVED BASELINE | Frozen QSOR V1 position used as V2 immutable model base.
QSOR-0003349 | 51.8153 | 2026-09-01 | GBP | V1.0 | APPROVED BASELINE | Frozen QSOR V1 position used as V2 immutable model base.
QSOR-0003350 | 60.4112 | 2026-09-01 | GBP | V1.0 | APPROVED BASELINE | Frozen QSOR V1 position used as V2 immutable model base.
QSOR-0003351 | 85.808 | 2026-09-01 | GBP | V1.0 | APPROVED BASELINE | Frozen QSOR V1 position used as V2 immutable model base.
QSOR-0003352 | 141.0645 | 2026-09-01 | GBP | V1.0 | APPROVED BASELINE | Frozen QSOR V1 position used as V2 immutable model base.
QSOR-0003353 | 224.4962 | 2026-09-01 | GBP | V1.0 | APPROVED BASELINE | Frozen QSOR V1 position used as V2 immutable model base.
QSOR-0003354 | 267.2803 | 2026-09-01 | GBP | V1.0 | APPROVED BASELINE | Frozen QSOR V1 position used as V2 immutable model base.
QSOR-0003355 | 337.446 | 2026-09-01 | GBP | V1.0 | APPROVED BASELINE | Frozen QSOR V1 position used as V2 immutable model base.
QSOR-0003356 | 388.592 | 2026-09-01 | GBP | V1.0 | APPROVED BASELINE | Frozen QSOR V1 position used as V2 immutable model base.
QSOR-0003357 | 72.7898 | 2026-09-01 | GBP | V1.0 | APPROVED BASELINE | Frozen QSOR V1 position used as V2 immutable model base.
QSOR-0003358 | 91.7462 | 2026-09-01 | GBP | V1.0 | APPROVED BASELINE | Frozen QSOR V1 position used as V2 immutable model base.
QSOR-0003359 | 117.5713 | 2026-09-01 | GBP | V1.0 | APPROVED BASELINE | Frozen QSOR V1 position used as V2 immutable model base.
QSOR-0003360 | 28.3089 | 2026-09-01 | GBP | V1.0 | APPROVED BASELINE | Frozen QSOR V1 position used as V2 immutable model base.
QSOR-0003361 | 25.2918 | 2026-09-01 | GBP | V1.0 | APPROVED BASELINE | Frozen QSOR V1 position used as V2 immutable model base.
QSOR-0003362 | 28.3878 | 2026-09-01 | GBP | V1.0 | APPROVED BASELINE | Frozen QSOR V1 position used as V2 immutable model base.
QSOR-0003363 | 28.5019 | 2026-09-01 | GBP | V1.0 | APPROVED BASELINE | Frozen QSOR V1 position used as V2 immutable model base.
QSOR-0003364 | 32.3679 | 2026-09-01 | GBP | V1.0 | APPROVED BASELINE | Frozen QSOR V1 position used as V2 immutable model base.
QSOR-0003365 | 39.1175 | 2026-09-01 | GBP | V1.0 | APPROVED BASELINE | Frozen QSOR V1 position used as V2 immutable model base.
QSOR-0003366 | 54.6942 | 2026-09-01 | GBP | V1.0 | APPROVED BASELINE | Frozen QSOR V1 position used as V2 immutable model base.
QSOR-0003367 | 45.0679 | 2026-09-01 | GBP | V1.0 | APPROVED BASELINE | Frozen QSOR V1 position used as V2 immutable model base.
QSOR-0003368 | 63.3282 | 2026-09-01 | GBP | V1.0 | APPROVED BASELINE | Frozen QSOR V1 position used as V2 immutable model base.
QSOR-0003369 | 64.3922 | 2026-09-01 | GBP | V1.0 | APPROVED BASELINE | Frozen QSOR V1 position used as V2 immutable model base.
QSOR-0003370 | 102.1421 | 2026-09-01 | GBP | V1.0 | APPROVED BASELINE | Frozen QSOR V1 position used as V2 immutable model base.
QSOR-0003371 | 20.6453 | 2026-09-01 | GBP | V1.0 | APPROVED BASELINE | Frozen QSOR V1 position used as V2 immutable model base.
QSOR-0003372 | 41.7189 | 2026-09-01 | GBP | V1.0 | APPROVED BASELINE | Frozen QSOR V1 position used as V2 immutable model base.
QSOR-0003373 | 63.9287 | 2026-09-01 | GBP | V1.0 | APPROVED BASELINE | Frozen QSOR V1 position used as V2 immutable model base.
QSOR-0003374 | 142.1386 | 2026-09-01 | GBP | V1.0 | APPROVED BASELINE | Frozen QSOR V1 position used as V2 immutable model base.
QSOR-0003375 | 321.7931 | 2026-09-01 | GBP | V1.0 | APPROVED BASELINE | Frozen QSOR V1 position used as V2 immutable model base.
QSOR-0003376 | 141.868 | 2026-09-01 | GBP | V1.0 | APPROVED BASELINE | Frozen QSOR V1 position used as V2 immutable model base.
QSOR-0003377 | 167.378 | 2026-09-01 | GBP | V1.0 | APPROVED BASELINE | Frozen QSOR V1 position used as V2 immutable model base.
QSOR-0003378 | 109.9055 | 2026-09-01 | GBP | V1.0 | APPROVED BASELINE | Frozen QSOR V1 position used as V2 immutable model base.
QSOR-0003379 | 30.0852 | 2026-09-01 | GBP | V1.0 | APPROVED BASELINE | Frozen QSOR V1 position used as V2 immutable model base.
QSOR-0003380 | 35.764 | 2026-09-01 | GBP | V1.0 | APPROVED BASELINE | Frozen QSOR V1 position used as V2 immutable model base.
QSOR-0003381 | 38.4205 | 2026-09-01 | GBP | V1.0 | APPROVED BASELINE | Frozen QSOR V1 position used as V2 immutable model base.
QSOR-0003382 | 47.23 | 2026-09-01 | GBP | V1.0 | APPROVED BASELINE | Frozen QSOR V1 position used as V2 immutable model base.
QSOR-0003383 | 46.7407 | 2026-09-01 | GBP | V1.0 | APPROVED BASELINE | Frozen QSOR V1 position used as V2 immutable model base.
QSOR-0003384 | 60.264 | 2026-09-01 | GBP | V1.0 | APPROVED BASELINE | Frozen QSOR V1 position used as V2 immutable model base.
QSOR-0003385 | 89.0406 | 2026-09-01 | GBP | V1.0 | APPROVED BASELINE | Frozen QSOR V1 position used as V2 immutable model base.
QSOR-0003386 | 97.5709 | 2026-09-01 | GBP | V1.0 | APPROVED BASELINE | Frozen QSOR V1 position used as V2 immutable model base.
QSOR-0003387 | 114.4944 | 2026-09-01 | GBP | V1.0 | APPROVED BASELINE | Frozen QSOR V1 position used as V2 immutable model base.
QSOR-0003388 | 111.3243 | 2026-09-01 | GBP | V1.0 | APPROVED BASELINE | Frozen QSOR V1 position used as V2 immutable model base.
QSOR-0003389 | 94.4111 | 2026-09-01 | GBP | V1.0 | APPROVED BASELINE | Frozen QSOR V1 position used as V2 immutable model base.
QSOR-0003390 | 99.6633 | 2026-09-01 | GBP | V1.0 | APPROVED BASELINE | Frozen QSOR V1 position used as V2 immutable model base.
QSOR-0003391 | 102.511 | 2026-09-01 | GBP | V1.0 | APPROVED BASELINE | Frozen QSOR V1 position used as V2 immutable model base.
QSOR-0003392 | 149.059 | 2026-09-01 | GBP | V1.0 | APPROVED BASELINE | Frozen QSOR V1 position used as V2 immutable model base.
QSOR-0003393 | 214.7388 | 2026-09-01 | GBP | V1.0 | APPROVED BASELINE | Frozen QSOR V1 position used as V2 immutable model base.
QSOR-0003394 | 361.8188 | 2026-09-01 | GBP | V1.0 | APPROVED BASELINE | Frozen QSOR V1 position used as V2 immutable model base.
QSOR-0003395 | 114.0752 | 2026-09-01 | GBP | V1.0 | APPROVED BASELINE | Frozen QSOR V1 position used as V2 immutable model base.
QSOR-0003396 | 151.7851 | 2026-09-01 | GBP | V1.0 | APPROVED BASELINE | Frozen QSOR V1 position used as V2 immutable model base.
QSOR-0003397 | 425.138 | 2026-09-01 | GBP | V1.0 | APPROVED BASELINE | Frozen QSOR V1 position used as V2 immutable model base.
QSOR-0003398 | 707.9329 | 2026-09-01 | GBP | V1.0 | APPROVED BASELINE | Frozen QSOR V1 position used as V2 immutable model base.
QSOR-0003399 | 1037.8601 | 2026-09-01 | GBP | V1.0 | APPROVED BASELINE | Frozen QSOR V1 position used as V2 immutable model base.
QSOR-0003400 | 660.8645 | 2026-09-01 | GBP | V1.0 | APPROVED BASELINE | Frozen QSOR V1 position used as V2 immutable model base.
QSOR-0003401 | 896.5497 | 2026-09-01 | GBP | V1.0 | APPROVED BASELINE | Frozen QSOR V1 position used as V2 immutable model base.
QSOR-0003402 | 170.6287 | 2026-09-01 | GBP | V1.0 | APPROVED BASELINE | Frozen QSOR V1 position used as V2 immutable model base.
QSOR-0003403 | 330.8849 | 2026-09-01 | GBP | V1.0 | APPROVED BASELINE | Frozen QSOR V1 position used as V2 immutable model base.
QSOR-0003404 | 1886.3279 | 2026-09-01 | GBP | V1.0 | APPROVED BASELINE | Frozen QSOR V1 position used as V2 immutable model base.
QSOR-0003405 | 3771.7101 | 2026-09-01 | GBP | V1.0 | APPROVED BASELINE | Frozen QSOR V1 position used as V2 immutable model base.
QSOR-0003406 | 7542.4748 | 2026-09-01 | GBP | V1.0 | APPROVED BASELINE | Frozen QSOR V1 position used as V2 immutable model base.
QSOR-0003407 | 1414.9089 | 2026-09-01 | GBP | V1.0 | APPROVED BASELINE | Frozen QSOR V1 position used as V2 immutable model base.
QSOR-0003408 | 2828.8721 | 2026-09-01 | GBP | V1.0 | APPROVED BASELINE | Frozen QSOR V1 position used as V2 immutable model base.
QSOR-0003409 | 5656.7986 | 2026-09-01 | GBP | V1.0 | APPROVED BASELINE | Frozen QSOR V1 position used as V2 immutable model base.
QSOR-0003411 | 234.8088 | 2026-09-01 | GBP | V1.0 | APPROVED BASELINE | Frozen QSOR V1 position used as V2 immutable model base.
QSOR-0003412 | 99.3233 | 2026-09-01 | GBP | V1.0 | APPROVED BASELINE | Frozen QSOR V1 position used as V2 immutable model base.
QSOR-0003413 | 289.449 | 2026-09-01 | GBP | V1.0 | APPROVED BASELINE | Frozen QSOR V1 position used as V2 immutable model base.
QSOR-0003414 | 90.5735 | 2026-09-01 | GBP | V1.0 | APPROVED BASELINE | Frozen QSOR V1 position used as V2 immutable model base.
QSOR-0003415 | 51.8326 | 2026-09-01 | GBP | V1.0 | APPROVED BASELINE | Frozen QSOR V1 position used as V2 immutable model base.
QSOR-0003416 | 51.7381 | 2026-09-01 | GBP | V1.0 | APPROVED BASELINE | Frozen QSOR V1 position used as V2 immutable model base.
QSOR-0003417 | 695.9202 | 2026-09-01 | GBP | V1.0 | APPROVED BASELINE | Frozen QSOR V1 position used as V2 immutable model base.
QSOR-0003418 | 30.3297 | 2026-09-01 | GBP | V1.0 | APPROVED BASELINE | Frozen QSOR V1 position used as V2 immutable model base.
QSOR-0003419 | 249.2828 | 2026-09-01 | GBP | V1.0 | APPROVED BASELINE | Frozen QSOR V1 position used as V2 immutable model base.
QSOR-0003420 | 491.829 | 2026-09-01 | GBP | V1.0 | APPROVED BASELINE | Frozen QSOR V1 position used as V2 immutable model base.
QSOR-0003421 | 266.4866 | 2026-09-01 | GBP | V1.0 | APPROVED BASELINE | Frozen QSOR V1 position used as V2 immutable model base.
QSOR-0003423 | 52.7572 | 2026-09-01 | GBP | V1.0 | APPROVED BASELINE | Frozen QSOR V1 position used as V2 immutable model base.
QSOR-0003424 | 52.9527 | 2026-09-01 | GBP | V1.0 | APPROVED BASELINE | Frozen QSOR V1 position used as V2 immutable model base.
QSOR-0003425 | 72.6696 | 2026-09-01 | GBP | V1.0 | APPROVED BASELINE | Frozen QSOR V1 position used as V2 immutable model base.
QSOR-0003426 | 75.4597 | 2026-09-01 | GBP | V1.0 | APPROVED BASELINE | Frozen QSOR V1 position used as V2 immutable model base.
QSOR-0003427 | 129.0306 | 2026-09-01 | GBP | V1.0 | APPROVED BASELINE | Frozen QSOR V1 position used as V2 immutable model base.
QSOR-0003428 | 140.7607 | 2026-09-01 | GBP | V1.0 | APPROVED BASELINE | Frozen QSOR V1 position used as V2 immutable model base.
QSOR-0003429 | 128.5229 | 2026-09-01 | GBP | V1.0 | APPROVED BASELINE | Frozen QSOR V1 position used as V2 immutable model base.
QSOR-0003430 | 171.0227 | 2026-09-01 | GBP | V1.0 | APPROVED BASELINE | Frozen QSOR V1 position used as V2 immutable model base.
QSOR-0003431 | 690.9217 | 2026-09-01 | GBP | V1.0 | APPROVED BASELINE | Frozen QSOR V1 position used as V2 immutable model base.
QSOR-0003432 | 722.6308 | 2026-09-01 | GBP | V1.0 | APPROVED BASELINE | Frozen QSOR V1 position used as V2 immutable model base.
QSOR-0003433 | 271.5717 | 2026-09-01 | GBP | V1.0 | APPROVED BASELINE | Frozen QSOR V1 position used as V2 immutable model base.
QSOR-0003434 | 207.2896 | 2026-09-01 | GBP | V1.0 | APPROVED BASELINE | Frozen QSOR V1 position used as V2 immutable model base.
QSOR-0003435 | 58.5829 | 2026-09-01 | GBP | V1.0 | APPROVED BASELINE | Frozen QSOR V1 position used as V2 immutable model base.
QSOR-0003436 | 222.8814 | 2026-09-01 | GBP | V1.0 | APPROVED BASELINE | Frozen QSOR V1 position used as V2 immutable model base.
QSOR-0003437 | 113.7985 | 2026-09-01 | GBP | V1.0 | APPROVED BASELINE | Frozen QSOR V1 position used as V2 immutable model base.
QSOR-0003439 | 421.4018 | 2026-09-01 | GBP | V1.0 | APPROVED BASELINE | Frozen QSOR V1 position used as V2 immutable model base.
QSOR-0003440 | 800.0823 | 2026-09-01 | GBP | V1.0 | APPROVED BASELINE | Frozen QSOR V1 position used as V2 immutable model base.
QSOR-0003441 | 1611.7191 | 2026-09-01 | GBP | V1.0 | APPROVED BASELINE | Frozen QSOR V1 position used as V2 immutable model base.
QSOR-0003442 | 757.4787 | 2026-09-01 | GBP | V1.0 | APPROVED BASELINE | Frozen QSOR V1 position used as V2 immutable model base.
QSOR-0003443 | 1104.3643 | 2026-09-01 | GBP | V1.0 | APPROVED BASELINE | Frozen QSOR V1 position used as V2 immutable model base.
QSOR-0003444 | 440.9031 | 2026-09-01 | GBP | V1.0 | APPROVED BASELINE | Frozen QSOR V1 position used as V2 immutable model base.
QSOR-0003445 | 130.6651 | 2026-09-01 | GBP | V1.0 | APPROVED BASELINE | Frozen QSOR V1 position used as V2 immutable model base.
QSOR-0003446 | 330.8795 | 2026-09-01 | GBP | V1.0 | APPROVED BASELINE | Frozen QSOR V1 position used as V2 immutable model base.
QSOR-0003447 | 472.2797 | 2026-09-01 | GBP | V1.0 | APPROVED BASELINE | Frozen QSOR V1 position used as V2 immutable model base.
QSOR-0003448 | 849.3469 | 2026-09-01 | GBP | V1.0 | APPROVED BASELINE | Frozen QSOR V1 position used as V2 immutable model base.
QSOR-0003449 | 929.775 | 2026-09-01 | GBP | V1.0 | APPROVED BASELINE | Frozen QSOR V1 position used as V2 immutable model base.
QSOR-0003450 | 1858.5946 | 2026-09-01 | GBP | V1.0 | APPROVED BASELINE | Frozen QSOR V1 position used as V2 immutable model base.
QSOR-0003451 | 3716.2433 | 2026-09-01 | GBP | V1.0 | APPROVED BASELINE | Frozen QSOR V1 position used as V2 immutable model base.
QSOR-0003452 | 755.0929 | 2026-09-01 | GBP | V1.0 | APPROVED BASELINE | Frozen QSOR V1 position used as V2 immutable model base.
QSOR-0003453 | 1132.1669 | 2026-09-01 | GBP | V1.0 | APPROVED BASELINE | Frozen QSOR V1 position used as V2 immutable model base.
QSOR-0003454 | 1886.314 | 2026-09-01 | GBP | V1.0 | APPROVED BASELINE | Frozen QSOR V1 position used as V2 immutable model base.
QSOR-0003455 | 236.6167 | 2026-09-01 | GBP | V1.0 | APPROVED BASELINE | Frozen QSOR V1 position used as V2 immutable model base.
QSOR-0003456 | 330.8851 | 2026-09-01 | GBP | V1.0 | APPROVED BASELINE | Frozen QSOR V1 position used as V2 immutable model base.
QSOR-0003457 | 472.2878 | 2026-09-01 | GBP | V1.0 | APPROVED BASELINE | Frozen QSOR V1 position used as V2 immutable model base.
QSOR-0003458 | 236.6332 | 2026-09-01 | GBP | V1.0 | APPROVED BASELINE | Frozen QSOR V1 position used as V2 immutable model base.
QSOR-0003459 | 378.0456 | 2026-09-01 | GBP | V1.0 | APPROVED BASELINE | Frozen QSOR V1 position used as V2 immutable model base.
QSOR-0003460 | 613.733 | 2026-09-01 | GBP | V1.0 | APPROVED BASELINE | Frozen QSOR V1 position used as V2 immutable model base.
QSOR-0003461 | 566.5955 | 2026-09-01 | GBP | V1.0 | APPROVED BASELINE | Frozen QSOR V1 position used as V2 immutable model base.
QSOR-0003462 | 849.4206 | 2026-09-01 | GBP | V1.0 | APPROVED BASELINE | Frozen QSOR V1 position used as V2 immutable model base.
QSOR-0003463 | 1697.895 | 2026-09-01 | GBP | V1.0 | APPROVED BASELINE | Frozen QSOR V1 position used as V2 immutable model base.
QSOR-0003465 | 2.337 | 2026-09-01 | GBP | V1.0 | APPROVED BASELINE | Frozen QSOR V1 position used as V2 immutable model base.
QSOR-0003466 | 2.4647 | 2026-09-01 | GBP | V1.0 | APPROVED BASELINE | Frozen QSOR V1 position used as V2 immutable model base.
QSOR-0003467 | 2.7946 | 2026-09-01 | GBP | V1.0 | APPROVED BASELINE | Frozen QSOR V1 position used as V2 immutable model base.
QSOR-0003468 | 4.0378 | 2026-09-01 | GBP | V1.0 | APPROVED BASELINE | Frozen QSOR V1 position used as V2 immutable model base.
QSOR-0003469 | 4.957 | 2026-09-01 | GBP | V1.0 | APPROVED BASELINE | Frozen QSOR V1 position used as V2 immutable model base.
QSOR-0003470 | 5.5541 | 2026-09-01 | GBP | V1.0 | APPROVED BASELINE | Frozen QSOR V1 position used as V2 immutable model base.
QSOR-0003471 | 6.9562 | 2026-09-01 | GBP | V1.0 | APPROVED BASELINE | Frozen QSOR V1 position used as V2 immutable model base.
QSOR-0003472 | 8.0392 | 2026-09-01 | GBP | V1.0 | APPROVED BASELINE | Frozen QSOR V1 position used as V2 immutable model base.
QSOR-0003473 | 9.6149 | 2026-09-01 | GBP | V1.0 | APPROVED BASELINE | Frozen QSOR V1 position used as V2 immutable model base.
QSOR-0003474 | 11.184 | 2026-09-01 | GBP | V1.0 | APPROVED BASELINE | Frozen QSOR V1 position used as V2 immutable model base.
QSOR-0003475 | 15.5132 | 2026-09-01 | GBP | V1.0 | APPROVED BASELINE | Frozen QSOR V1 position used as V2 immutable model base.
QSOR-0003476 | 28.2436 | 2026-09-01 | GBP | V1.0 | APPROVED BASELINE | Frozen QSOR V1 position used as V2 immutable model base.
QSOR-0003477 | 25.04 | 2026-09-01 | GBP | V1.0 | APPROVED BASELINE | Frozen QSOR V1 position used as V2 immutable model base.
QSOR-0003478 | 36.1055 | 2026-09-01 | GBP | V1.0 | APPROVED BASELINE | Frozen QSOR V1 position used as V2 immutable model base.
QSOR-0003479 | 37.9945 | 2026-09-01 | GBP | V1.0 | APPROVED BASELINE | Frozen QSOR V1 position used as V2 immutable model base.
QSOR-0003480 | 203.7553 | 2026-09-01 | GBP | V1.0 | APPROVED BASELINE | Frozen QSOR V1 position used as V2 immutable model base.
QSOR-0003481 | 323.768 | 2026-09-01 | GBP | V1.0 | APPROVED BASELINE | Frozen QSOR V1 position used as V2 immutable model base.
QSOR-0003482 | 30.0174 | 2026-09-01 | GBP | V1.0 | APPROVED BASELINE | Frozen QSOR V1 position used as V2 immutable model base.
QSOR-0003483 | 35.3792 | 2026-09-01 | GBP | V1.0 | APPROVED BASELINE | Frozen QSOR V1 position used as V2 immutable model base.
QSOR-0003484 | 40.3588 | 2026-09-01 | GBP | V1.0 | APPROVED BASELINE | Frozen QSOR V1 position used as V2 immutable model base.
QSOR-0003485 | 49.2423 | 2026-09-01 | GBP | V1.0 | APPROVED BASELINE | Frozen QSOR V1 position used as V2 immutable model base.
QSOR-0003486 | 2.2209 | 2026-09-01 | GBP | V1.0 | APPROVED BASELINE | Frozen QSOR V1 position used as V2 immutable model base.
QSOR-0003487 | 15.8029 | 2026-09-01 | GBP | V1.0 | APPROVED BASELINE | Frozen QSOR V1 position used as V2 immutable model base.
QSOR-0003488 | 21.5578 | 2026-09-01 | GBP | V1.0 | APPROVED BASELINE | Frozen QSOR V1 position used as V2 immutable model base.
QSOR-0003489 | 38.5969 | 2026-09-01 | GBP | V1.0 | APPROVED BASELINE | Frozen QSOR V1 position used as V2 immutable model base.
QSOR-0003490 | 39.0888 | 2026-09-01 | GBP | V1.0 | APPROVED BASELINE | Frozen QSOR V1 position used as V2 immutable model base.
QSOR-0003491 | 45.9741 | 2026-09-01 | GBP | V1.0 | APPROVED BASELINE | Frozen QSOR V1 position used as V2 immutable model base.
QSOR-0003492 | 29.5546 | 2026-09-01 | GBP | V1.0 | APPROVED BASELINE | Frozen QSOR V1 position used as V2 immutable model base.
QSOR-0003493 | 40.0113 | 2026-09-01 | GBP | V1.0 | APPROVED BASELINE | Frozen QSOR V1 position used as V2 immutable model base.
QSOR-0003494 | 9.3328 | 2026-09-01 | GBP | V1.0 | APPROVED BASELINE | Frozen QSOR V1 position used as V2 immutable model base.
QSOR-0003495 | 10.9746 | 2026-09-01 | GBP | V1.0 | APPROVED BASELINE | Frozen QSOR V1 position used as V2 immutable model base.
QSOR-0003496 | 13.1419 | 2026-09-01 | GBP | V1.0 | APPROVED BASELINE | Frozen QSOR V1 position used as V2 immutable model base.
QSOR-0003497 | 15.9084 | 2026-09-01 | GBP | V1.0 | APPROVED BASELINE | Frozen QSOR V1 position used as V2 immutable model base.
QSOR-0003498 | 7.5398 | 2026-09-01 | GBP | V1.0 | APPROVED BASELINE | Frozen QSOR V1 position used as V2 immutable model base.
QSOR-0003499 | 9.0875 | 2026-09-01 | GBP | V1.0 | APPROVED BASELINE | Frozen QSOR V1 position used as V2 immutable model base.
QSOR-0003500 | 9.9969 | 2026-09-01 | GBP | V1.0 | APPROVED BASELINE | Frozen QSOR V1 position used as V2 immutable model base.
QSOR-0003501 | 11.0508 | 2026-09-01 | GBP | V1.0 | APPROVED BASELINE | Frozen QSOR V1 position used as V2 immutable model base.
QSOR-0003502 | 12.2424 | 2026-09-01 | GBP | V1.0 | APPROVED BASELINE | Frozen QSOR V1 position used as V2 immutable model base.
QSOR-0003503 | 23.414 | 2026-09-01 | GBP | V1.0 | APPROVED BASELINE | Frozen QSOR V1 position used as V2 immutable model base.
QSOR-0003504 | 27.031 | 2026-09-01 | GBP | V1.0 | APPROVED BASELINE | Frozen QSOR V1 position used as V2 immutable model base.
QSOR-0003505 | 148.4167 | 2026-09-01 | GBP | V1.0 | APPROVED BASELINE | Frozen QSOR V1 position used as V2 immutable model base.
QSOR-0003506 | 211.5635 | 2026-09-01 | GBP | V1.0 | APPROVED BASELINE | Frozen QSOR V1 position used as V2 immutable model base.
QSOR-0003507 | 284.8106 | 2026-09-01 | GBP | V1.0 | APPROVED BASELINE | Frozen QSOR V1 position used as V2 immutable model base.
QSOR-0003508 | 43.0074 | 2026-09-01 | GBP | V1.0 | APPROVED BASELINE | Frozen QSOR V1 position used as V2 immutable model base.
QSOR-0003509 | 40.4805 | 2026-09-01 | GBP | V1.0 | APPROVED BASELINE | Frozen QSOR V1 position used as V2 immutable model base.
QSOR-0003510 | 43.7728 | 2026-09-01 | GBP | V1.0 | APPROVED BASELINE | Frozen QSOR V1 position used as V2 immutable model base.
QSOR-0003511 | 330.8899 | 2026-09-01 | GBP | V1.0 | APPROVED BASELINE | Frozen QSOR V1 position used as V2 immutable model base.
QSOR-0003512 | 566.5645 | 2026-09-01 | GBP | V1.0 | APPROVED BASELINE | Frozen QSOR V1 position used as V2 immutable model base.
QSOR-0003513 | 755.104 | 2026-09-01 | GBP | V1.0 | APPROVED BASELINE | Frozen QSOR V1 position used as V2 immutable model base.
QSOR-0003514 | 114.0674 | 2026-09-01 | GBP | V1.0 | APPROVED BASELINE | Frozen QSOR V1 position used as V2 immutable model base.
QSOR-0003515 | 170.6281 | 2026-09-01 | GBP | V1.0 | APPROVED BASELINE | Frozen QSOR V1 position used as V2 immutable model base.
QSOR-0003516 | 283.7497 | 2026-09-01 | GBP | V1.0 | APPROVED BASELINE | Frozen QSOR V1 position used as V2 immutable model base.
QSOR-0003517 | 330.8766 | 2026-09-01 | GBP | V1.0 | APPROVED BASELINE | Frozen QSOR V1 position used as V2 immutable model base.
QSOR-0003518 | 613.6746 | 2026-09-01 | GBP | V1.0 | APPROVED BASELINE | Frozen QSOR V1 position used as V2 immutable model base.
QSOR-0003519 | 1132.1377 | 2026-09-01 | GBP | V1.0 | APPROVED BASELINE | Frozen QSOR V1 position used as V2 immutable model base.
QSOR-0003520 | 208.334 | 2026-09-01 | GBP | V1.0 | APPROVED BASELINE | Frozen QSOR V1 position used as V2 immutable model base.
QSOR-0003521 | 378.0156 | 2026-09-01 | GBP | V1.0 | APPROVED BASELINE | Frozen QSOR V1 position used as V2 immutable model base.
QSOR-0003522 | 236.6277 | 2026-09-01 | GBP | V1.0 | APPROVED BASELINE | Frozen QSOR V1 position used as V2 immutable model base.
QSOR-0003523 | 425.1732 | 2026-09-01 | GBP | V1.0 | APPROVED BASELINE | Frozen QSOR V1 position used as V2 immutable model base.
QSOR-0003524 | 849.3056 | 2026-09-01 | GBP | V1.0 | APPROVED BASELINE | Frozen QSOR V1 position used as V2 immutable model base.
QSOR-0003525 | 1697.6656 | 2026-09-01 | GBP | V1.0 | APPROVED BASELINE | Frozen QSOR V1 position used as V2 immutable model base.
QSOR-0003526 | 3300.1234 | 2026-09-01 | GBP | V1.0 | APPROVED BASELINE | Frozen QSOR V1 position used as V2 immutable model base.
QSOR-0003527 | 189.4926 | 2026-09-01 | GBP | V1.0 | APPROVED BASELINE | Frozen QSOR V1 position used as V2 immutable model base.
QSOR-0003528 | 472.3131 | 2026-09-01 | GBP | V1.0 | APPROVED BASELINE | Frozen QSOR V1 position used as V2 immutable model base.
QSOR-0003529 | 1414.9235 | 2026-09-01 | GBP | V1.0 | APPROVED BASELINE | Frozen QSOR V1 position used as V2 immutable model base.
QSOR-0003530 | 2828.9015 | 2026-09-01 | GBP | V1.0 | APPROVED BASELINE | Frozen QSOR V1 position used as V2 immutable model base.
QSOR-0003531 | 5656.8573 | 2026-09-01 | GBP | V1.0 | APPROVED BASELINE | Frozen QSOR V1 position used as V2 immutable model base.
QSOR-0003532 | 943.5391 | 2026-09-01 | GBP | V1.0 | APPROVED BASELINE | Frozen QSOR V1 position used as V2 immutable model base.
QSOR-0003533 | 1697.6137 | 2026-09-01 | GBP | V1.0 | APPROVED BASELINE | Frozen QSOR V1 position used as V2 immutable model base.
QSOR-0003534 | 755.0603 | 2026-09-01 | GBP | V1.0 | APPROVED BASELINE | Frozen QSOR V1 position used as V2 immutable model base.
QSOR-0003535 | 1414.9104 | 2026-09-01 | GBP | V1.0 | APPROVED BASELINE | Frozen QSOR V1 position used as V2 immutable model base.
QSOR-0003536 | 1415.0245 | 2026-09-01 | GBP | V1.0 | APPROVED BASELINE | Frozen QSOR V1 position used as V2 immutable model base.
QSOR-0003537 | 2357.7437 | 2026-09-01 | GBP | V1.0 | APPROVED BASELINE | Frozen QSOR V1 position used as V2 immutable model base.
QSOR-0003538 | 236.6108 | 2026-09-01 | GBP | V1.0 | APPROVED BASELINE | Frozen QSOR V1 position used as V2 immutable model base.
QSOR-0003539 | 378.01 | 2026-09-01 | GBP | V1.0 | APPROVED BASELINE | Frozen QSOR V1 position used as V2 immutable model base.
QSOR-0003540 | 76.3629 | 2026-09-01 | GBP | V1.0 | APPROVED BASELINE | Frozen QSOR V1 position used as V2 immutable model base.
QSOR-0003541 | 142.3529 | 2026-09-01 | GBP | V1.0 | APPROVED BASELINE | Frozen QSOR V1 position used as V2 immutable model base.
QSOR-0003542 | 236.6291 | 2026-09-01 | GBP | V1.0 | APPROVED BASELINE | Frozen QSOR V1 position used as V2 immutable model base.
QSOR-0003543 | 472.3124 | 2026-09-01 | GBP | V1.0 | APPROVED BASELINE | Frozen QSOR V1 position used as V2 immutable model base.
QSOR-0003544 | 142.3477 | 2026-09-01 | GBP | V1.0 | APPROVED BASELINE | Frozen QSOR V1 position used as V2 immutable model base.
QSOR-0003545 | 283.75 | 2026-09-01 | GBP | V1.0 | APPROVED BASELINE | Frozen QSOR V1 position used as V2 immutable model base.
QSOR-0003546 | 472.281 | 2026-09-01 | GBP | V1.0 | APPROVED BASELINE | Frozen QSOR V1 position used as V2 immutable model base.
QSOR-0003547 | 943.6162 | 2026-09-01 | GBP | V1.0 | APPROVED BASELINE | Frozen QSOR V1 position used as V2 immutable model base.
QSOR-0003548 | 114.0618 | 2026-09-01 | GBP | V1.0 | APPROVED BASELINE | Frozen QSOR V1 position used as V2 immutable model base.
QSOR-0003549 | 85.7828 | 2026-09-01 | GBP | V1.0 | APPROVED BASELINE | Frozen QSOR V1 position used as V2 immutable model base.
QSOR-0003550 | 104.6343 | 2026-09-01 | GBP | V1.0 | APPROVED BASELINE | Frozen QSOR V1 position used as V2 immutable model base.
QSOR-0003551 | 95.2096 | 2026-09-01 | GBP | V1.0 | APPROVED BASELINE | Frozen QSOR V1 position used as V2 immutable model base.
QSOR-0003552 | 1415.0058 | 2026-09-01 | GBP | V1.0 | APPROVED BASELINE | Frozen QSOR V1 position used as V2 immutable model base.
QSOR-0003553 | 2451.9833 | 2026-09-01 | GBP | V1.0 | APPROVED BASELINE | Frozen QSOR V1 position used as V2 immutable model base.
QSOR-0003554 | 330.8766 | 2026-09-01 | GBP | V1.0 | APPROVED BASELINE | Frozen QSOR V1 position used as V2 immutable model base.
QSOR-0003555 | 472.2941 | 2026-09-01 | GBP | V1.0 | APPROVED BASELINE | Frozen QSOR V1 position used as V2 immutable model base.
QSOR-0003556 | 425.1592 | 2026-09-01 | GBP | V1.0 | APPROVED BASELINE | Frozen QSOR V1 position used as V2 immutable model base.
QSOR-0003558 | 828.6186 | 2026-09-01 | GBP | V1.0 | APPROVED BASELINE | Frozen QSOR V1 position used as V2 immutable model base.
QSOR-0003559 | 748.7488 | 2026-09-01 | GBP | V1.0 | APPROVED BASELINE | Frozen QSOR V1 position used as V2 immutable model base.
QSOR-0003560 | 530.0021 | 2026-09-01 | GBP | V1.0 | APPROVED BASELINE | Frozen QSOR V1 position used as V2 immutable model base.
QSOR-0003561 | 1224.5176 | 2026-09-01 | GBP | V1.0 | APPROVED BASELINE | Frozen QSOR V1 position used as V2 immutable model base.
QSOR-0003562 | 1289.3265 | 2026-09-01 | GBP | V1.0 | APPROVED BASELINE | Frozen QSOR V1 position used as V2 immutable model base.
QSOR-0003563 | 782.7372 | 2026-09-01 | GBP | V1.0 | APPROVED BASELINE | Frozen QSOR V1 position used as V2 immutable model base.
QSOR-0003564 | 683.4686 | 2026-09-01 | GBP | V1.0 | APPROVED BASELINE | Frozen QSOR V1 position used as V2 immutable model base.
QSOR-0003565 | 89.3826 | 2026-09-01 | GBP | V1.0 | APPROVED BASELINE | Frozen QSOR V1 position used as V2 immutable model base.
QSOR-0003566 | 277.8806 | 2026-09-01 | GBP | V1.0 | APPROVED BASELINE | Frozen QSOR V1 position used as V2 immutable model base.
QSOR-0003567 | 60.4518 | 2026-09-01 | GBP | V1.0 | APPROVED BASELINE | Frozen QSOR V1 position used as V2 immutable model base.
QSOR-0003568 | 57.2442 | 2026-09-01 | GBP | V1.0 | APPROVED BASELINE | Frozen QSOR V1 position used as V2 immutable model base.
QSOR-0003569 | 64.3473 | 2026-09-01 | GBP | V1.0 | APPROVED BASELINE | Frozen QSOR V1 position used as V2 immutable model base.
QSOR-0003570 | 447.2733 | 2026-09-01 | GBP | V1.0 | APPROVED BASELINE | Frozen QSOR V1 position used as V2 immutable model base.
QSOR-0003571 | 174.3575 | 2026-09-01 | GBP | V1.0 | APPROVED BASELINE | Frozen QSOR V1 position used as V2 immutable model base.
QSOR-0003572 | 269.2375 | 2026-09-01 | GBP | V1.0 | APPROVED BASELINE | Frozen QSOR V1 position used as V2 immutable model base.
QSOR-0003573 | 172.8426 | 2026-09-01 | GBP | V1.0 | APPROVED BASELINE | Frozen QSOR V1 position used as V2 immutable model base.
QSOR-0003574 | 144.9095 | 2026-09-01 | GBP | V1.0 | APPROVED BASELINE | Frozen QSOR V1 position used as V2 immutable model base.
QSOR-0003575 | 176.2133 | 2026-09-01 | GBP | V1.0 | APPROVED BASELINE | Frozen QSOR V1 position used as V2 immutable model base.
QSOR-0003576 | 1896.0058 | 2026-09-01 | GBP | V1.0 | APPROVED BASELINE | Frozen QSOR V1 position used as V2 immutable model base.
QSOR-0003577 | 1714.3762 | 2026-09-01 | GBP | V1.0 | APPROVED BASELINE | Frozen QSOR V1 position used as V2 immutable model base.
QSOR-0003578 | 411.1196 | 2026-09-01 | GBP | V1.0 | APPROVED BASELINE | Frozen QSOR V1 position used as V2 immutable model base.
QSOR-0003579 | 234.597 | 2026-09-01 | GBP | V1.0 | APPROVED BASELINE | Frozen QSOR V1 position used as V2 immutable model base.
QSOR-0003580 | 301.6721 | 2026-09-01 | GBP | V1.0 | APPROVED BASELINE | Frozen QSOR V1 position used as V2 immutable model base.
QSOR-0003581 | 1026.904 | 2026-09-01 | GBP | V1.0 | APPROVED BASELINE | Frozen QSOR V1 position used as V2 immutable model base.
QSOR-0003582 | 103.6737 | 2026-09-01 | GBP | V1.0 | APPROVED BASELINE | Frozen QSOR V1 position used as V2 immutable model base.
QSOR-0003583 | 74.5433 | 2026-09-01 | GBP | V1.0 | APPROVED BASELINE | Frozen QSOR V1 position used as V2 immutable model base.
QSOR-0003584 | 141.5584 | 2026-09-01 | GBP | V1.0 | APPROVED BASELINE | Frozen QSOR V1 position used as V2 immutable model base.
QSOR-0003585 | 956.4523 | 2026-09-01 | GBP | V1.0 | APPROVED BASELINE | Frozen QSOR V1 position used as V2 immutable model base.
QSOR-0003586 | 1278.7772 | 2026-09-01 | GBP | V1.0 | APPROVED BASELINE | Frozen QSOR V1 position used as V2 immutable model base.
QSOR-0003587 | 231.573 | 2026-09-01 | GBP | V1.0 | APPROVED BASELINE | Frozen QSOR V1 position used as V2 immutable model base.
QSOR-0003588 | 423.4501 | 2026-09-01 | GBP | V1.0 | APPROVED BASELINE | Frozen QSOR V1 position used as V2 immutable model base.
QSOR-0003589 | 153.3735 | 2026-09-01 | GBP | V1.0 | APPROVED BASELINE | Frozen QSOR V1 position used as V2 immutable model base.
QSOR-0003590 | 415.857 | 2026-09-01 | GBP | V1.0 | APPROVED BASELINE | Frozen QSOR V1 position used as V2 immutable model base.
QSOR-0003591 | 189.1843 | 2026-09-01 | GBP | V1.0 | APPROVED BASELINE | Frozen QSOR V1 position used as V2 immutable model base.
QSOR-0003592 | 418.0872 | 2026-09-01 | GBP | V1.0 | APPROVED BASELINE | Frozen QSOR V1 position used as V2 immutable model base.
QSOR-0003593 | 307.6036 | 2026-09-01 | GBP | V1.0 | APPROVED BASELINE | Frozen QSOR V1 position used as V2 immutable model base.
QSOR-0003594 | 369.5171 | 2026-09-01 | GBP | V1.0 | APPROVED BASELINE | Frozen QSOR V1 position used as V2 immutable model base.
QSOR-0003595 | 379.2407 | 2026-09-01 | GBP | V1.0 | APPROVED BASELINE | Frozen QSOR V1 position used as V2 immutable model base.
QSOR-0003596 | 224.0217 | 2026-09-01 | GBP | V1.0 | APPROVED BASELINE | Frozen QSOR V1 position used as V2 immutable model base.
QSOR-0003597 | 397.8598 | 2026-09-01 | GBP | V1.0 | APPROVED BASELINE | Frozen QSOR V1 position used as V2 immutable model base.
QSOR-0003598 | 718.066 | 2026-09-01 | GBP | V1.0 | APPROVED BASELINE | Frozen QSOR V1 position used as V2 immutable model base.
QSOR-0003599 | 409.9002 | 2026-09-01 | GBP | V1.0 | APPROVED BASELINE | Frozen QSOR V1 position used as V2 immutable model base.
QSOR-0003600 | 62.2243 | 2026-09-01 | GBP | V1.0 | APPROVED BASELINE | Frozen QSOR V1 position used as V2 immutable model base.
QSOR-0003601 | 71.6516 | 2026-09-01 | GBP | V1.0 | APPROVED BASELINE | Frozen QSOR V1 position used as V2 immutable model base.
QSOR-0003602 | 90.5068 | 2026-09-01 | GBP | V1.0 | APPROVED BASELINE | Frozen QSOR V1 position used as V2 immutable model base.
QSOR-0003603 | 170.6402 | 2026-09-01 | GBP | V1.0 | APPROVED BASELINE | Frozen QSOR V1 position used as V2 immutable model base.
QSOR-0003604 | 283.7515 | 2026-09-01 | GBP | V1.0 | APPROVED BASELINE | Frozen QSOR V1 position used as V2 immutable model base.
QSOR-0003605 | 613.6914 | 2026-09-01 | GBP | V1.0 | APPROVED BASELINE | Frozen QSOR V1 position used as V2 immutable model base.
QSOR-0003606 | 378.0051 | 2026-09-01 | GBP | V1.0 | APPROVED BASELINE | Frozen QSOR V1 position used as V2 immutable model base.
QSOR-0003607 | 1697.7135 | 2026-09-01 | GBP | V1.0 | APPROVED BASELINE | Frozen QSOR V1 position used as V2 immutable model base.
QSOR-0003608 | 2640.3622 | 2026-09-01 | GBP | V1.0 | APPROVED BASELINE | Frozen QSOR V1 position used as V2 immutable model base.
QSOR-0003609 | 236.6078 | 2026-09-01 | GBP | V1.0 | APPROVED BASELINE | Frozen QSOR V1 position used as V2 immutable model base.
QSOR-0003610 | 114.0573 | 2026-09-01 | GBP | V1.0 | APPROVED BASELINE | Frozen QSOR V1 position used as V2 immutable model base.
QSOR-0003611 | 170.6128 | 2026-09-01 | GBP | V1.0 | APPROVED BASELINE | Frozen QSOR V1 position used as V2 immutable model base.
QSOR-0003612 | 236.5946 | 2026-09-01 | GBP | V1.0 | APPROVED BASELINE | Frozen QSOR V1 position used as V2 immutable model base.
QSOR-0003613 | 1886.2037 | 2026-09-01 | GBP | V1.0 | APPROVED BASELINE | Frozen QSOR V1 position used as V2 immutable model base.
QSOR-0003614 | 3300.1471 | 2026-09-01 | GBP | V1.0 | APPROVED BASELINE | Frozen QSOR V1 position used as V2 immutable model base.
QSOR-0003615 | 3771.9223 | 2026-09-01 | GBP | V1.0 | APPROVED BASELINE | Frozen QSOR V1 position used as V2 immutable model base.
QSOR-0003616 | 472.3122 | 2026-09-01 | GBP | V1.0 | APPROVED BASELINE | Frozen QSOR V1 position used as V2 immutable model base.
QSOR-0003617 | 330.9044 | 2026-09-01 | GBP | V1.0 | APPROVED BASELINE | Frozen QSOR V1 position used as V2 immutable model base.
QSOR-0003618 | 4714.1281 | 2026-09-01 | GBP | V1.0 | APPROVED BASELINE | Frozen QSOR V1 position used as V2 immutable model base.
QSOR-0003619 | 151.772 | 2026-09-01 | GBP | V1.0 | APPROVED BASELINE | Frozen QSOR V1 position used as V2 immutable model base.
QSOR-0003620 | 180.052 | 2026-09-01 | GBP | V1.0 | APPROVED BASELINE | Frozen QSOR V1 position used as V2 immutable model base.
QSOR-0003621 | 2357.7061 | 2026-09-01 | GBP | V1.0 | APPROVED BASELINE | Frozen QSOR V1 position used as V2 immutable model base.
QSOR-0003622 | 4714.4668 | 2026-09-01 | GBP | V1.0 | APPROVED BASELINE | Frozen QSOR V1 position used as V2 immutable model base.
QSOR-0003623 | 8485.2836 | 2026-09-01 | GBP | V1.0 | APPROVED BASELINE | Frozen QSOR V1 position used as V2 immutable model base.
QSOR-0003624 | 76.3607 | 2026-09-01 | GBP | V1.0 | APPROVED BASELINE | Frozen QSOR V1 position used as V2 immutable model base.
QSOR-0003625 | 114.0681 | 2026-09-01 | GBP | V1.0 | APPROVED BASELINE | Frozen QSOR V1 position used as V2 immutable model base.
QSOR-0003626 | 472.2558 | 2026-09-01 | GBP | V1.0 | APPROVED BASELINE | Frozen QSOR V1 position used as V2 immutable model base.
QSOR-0003627 | 943.5659 | 2026-09-01 | GBP | V1.0 | APPROVED BASELINE | Frozen QSOR V1 position used as V2 immutable model base.
QSOR-0003628 | 1886.1863 | 2026-09-01 | GBP | V1.0 | APPROVED BASELINE | Frozen QSOR V1 position used as V2 immutable model base.
QSOR-0003629 | 755.1605 | 2026-09-01 | GBP | V1.0 | APPROVED BASELINE | Frozen QSOR V1 position used as V2 immutable model base.
QSOR-0003630 | 1415.0984 | 2026-09-01 | GBP | V1.0 | APPROVED BASELINE | Frozen QSOR V1 position used as V2 immutable model base.
QSOR-0003631 | 707.9192 | 2026-09-01 | GBP | V1.0 | APPROVED BASELINE | Frozen QSOR V1 position used as V2 immutable model base.
QSOR-0003632 | 1414.8927 | 2026-09-01 | GBP | V1.0 | APPROVED BASELINE | Frozen QSOR V1 position used as V2 immutable model base.
QSOR-0003633 | 2.3733 | 2026-09-01 | GBP | V1.0 | APPROVED BASELINE | Frozen QSOR V1 position used as V2 immutable model base.
QSOR-0003634 | 2.5333 | 2026-09-01 | GBP | V1.0 | APPROVED BASELINE | Frozen QSOR V1 position used as V2 immutable model base.
QSOR-0003635 | 2.8693 | 2026-09-01 | GBP | V1.0 | APPROVED BASELINE | Frozen QSOR V1 position used as V2 immutable model base.
QSOR-0003636 | 3.1854 | 2026-09-01 | GBP | V1.0 | APPROVED BASELINE | Frozen QSOR V1 position used as V2 immutable model base.
QSOR-0003637 | 4.1627 | 2026-09-01 | GBP | V1.0 | APPROVED BASELINE | Frozen QSOR V1 position used as V2 immutable model base.
QSOR-0003638 | 5.0445 | 2026-09-01 | GBP | V1.0 | APPROVED BASELINE | Frozen QSOR V1 position used as V2 immutable model base.
QSOR-0003639 | 6.3877 | 2026-09-01 | GBP | V1.0 | APPROVED BASELINE | Frozen QSOR V1 position used as V2 immutable model base.
QSOR-0003640 | 10.0579 | 2026-09-01 | GBP | V1.0 | APPROVED BASELINE | Frozen QSOR V1 position used as V2 immutable model base.
QSOR-0003641 | 9.7636 | 2026-09-01 | GBP | V1.0 | APPROVED BASELINE | Frozen QSOR V1 position used as V2 immutable model base.
QSOR-0003642 | 12.5041 | 2026-09-01 | GBP | V1.0 | APPROVED BASELINE | Frozen QSOR V1 position used as V2 immutable model base.
QSOR-0003643 | 18.102 | 2026-09-01 | GBP | V1.0 | APPROVED BASELINE | Frozen QSOR V1 position used as V2 immutable model base.
QSOR-0003644 | 19.1672 | 2026-09-01 | GBP | V1.0 | APPROVED BASELINE | Frozen QSOR V1 position used as V2 immutable model base.
QSOR-0003645 | 24.2595 | 2026-09-01 | GBP | V1.0 | APPROVED BASELINE | Frozen QSOR V1 position used as V2 immutable model base.
QSOR-0003646 | 28.5385 | 2026-09-01 | GBP | V1.0 | APPROVED BASELINE | Frozen QSOR V1 position used as V2 immutable model base.
QSOR-0003647 | 38.0541 | 2026-09-01 | GBP | V1.0 | APPROVED BASELINE | Frozen QSOR V1 position used as V2 immutable model base.
QSOR-0003648 | 41.7723 | 2026-09-01 | GBP | V1.0 | APPROVED BASELINE | Frozen QSOR V1 position used as V2 immutable model base.
QSOR-0003649 | 309.962 | 2026-09-01 | GBP | V1.0 | APPROVED BASELINE | Frozen QSOR V1 position used as V2 immutable model base.
QSOR-0003650 | 307.7792 | 2026-09-01 | GBP | V1.0 | APPROVED BASELINE | Frozen QSOR V1 position used as V2 immutable model base.
QSOR-0003651 | 387.7017 | 2026-09-01 | GBP | V1.0 | APPROVED BASELINE | Frozen QSOR V1 position used as V2 immutable model base.
QSOR-0003652 | 145.8835 | 2026-09-01 | GBP | V1.0 | APPROVED BASELINE | Frozen QSOR V1 position used as V2 immutable model base.
QSOR-0003653 | 154.3811 | 2026-09-01 | GBP | V1.0 | APPROVED BASELINE | Frozen QSOR V1 position used as V2 immutable model base.
QSOR-0003654 | 14.9925 | 2026-09-01 | GBP | V1.0 | APPROVED BASELINE | Frozen QSOR V1 position used as V2 immutable model base.
QSOR-0003655 | 15.2072 | 2026-09-01 | GBP | V1.0 | APPROVED BASELINE | Frozen QSOR V1 position used as V2 immutable model base.
QSOR-0003656 | 15.8886 | 2026-09-01 | GBP | V1.0 | APPROVED BASELINE | Frozen QSOR V1 position used as V2 immutable model base.
QSOR-0003657 | 16.8784 | 2026-09-01 | GBP | V1.0 | APPROVED BASELINE | Frozen QSOR V1 position used as V2 immutable model base.
QSOR-0003658 | 24.1719 | 2026-09-01 | GBP | V1.0 | APPROVED BASELINE | Frozen QSOR V1 position used as V2 immutable model base.
QSOR-0003659 | 57.6914 | 2026-09-01 | GBP | V1.0 | APPROVED BASELINE | Frozen QSOR V1 position used as V2 immutable model base.
QSOR-0003660 | 9.4084 | 2026-09-01 | GBP | V1.0 | APPROVED BASELINE | Frozen QSOR V1 position used as V2 immutable model base.
QSOR-0003661 | 11.3073 | 2026-09-01 | GBP | V1.0 | APPROVED BASELINE | Frozen QSOR V1 position used as V2 immutable model base.
QSOR-0003662 | 12.6072 | 2026-09-01 | GBP | V1.0 | APPROVED BASELINE | Frozen QSOR V1 position used as V2 immutable model base.
QSOR-0003663 | 47.5543 | 2026-09-01 | GBP | V1.0 | APPROVED BASELINE | Frozen QSOR V1 position used as V2 immutable model base.
QSOR-0003664 | 144.7863 | 2026-09-01 | GBP | V1.0 | APPROVED BASELINE | Frozen QSOR V1 position used as V2 immutable model base.
QSOR-0003665 | 37.5877 | 2026-09-01 | GBP | V1.0 | APPROVED BASELINE | Frozen QSOR V1 position used as V2 immutable model base.
QSOR-0003666 | 45.8021 | 2026-09-01 | GBP | V1.0 | APPROVED BASELINE | Frozen QSOR V1 position used as V2 immutable model base.
QSOR-0003667 | 65.4268 | 2026-09-01 | GBP | V1.0 | APPROVED BASELINE | Frozen QSOR V1 position used as V2 immutable model base.
QSOR-0003668 | 222.103 | 2026-09-01 | GBP | V1.0 | APPROVED BASELINE | Frozen QSOR V1 position used as V2 immutable model base.
QSOR-0003669 | 73.6856 | 2026-09-01 | GBP | V1.0 | APPROVED BASELINE | Frozen QSOR V1 position used as V2 immutable model base.
QSOR-0003670 | 116.3022 | 2026-09-01 | GBP | V1.0 | APPROVED BASELINE | Frozen QSOR V1 position used as V2 immutable model base.
QSOR-0003671 | 56.1073 | 2026-09-01 | GBP | V1.0 | APPROVED BASELINE | Frozen QSOR V1 position used as V2 immutable model base.
QSOR-0003672 | 96.501 | 2026-09-01 | GBP | V1.0 | APPROVED BASELINE | Frozen QSOR V1 position used as V2 immutable model base.
QSOR-0003673 | 60.1842 | 2026-09-01 | GBP | V1.0 | APPROVED BASELINE | Frozen QSOR V1 position used as V2 immutable model base.
QSOR-0003674 | 98.9441 | 2026-09-01 | GBP | V1.0 | APPROVED BASELINE | Frozen QSOR V1 position used as V2 immutable model base.
QSOR-0003675 | 104.4494 | 2026-09-01 | GBP | V1.0 | APPROVED BASELINE | Frozen QSOR V1 position used as V2 immutable model base.
QSOR-0003676 | 55.4876 | 2026-09-01 | GBP | V1.0 | APPROVED BASELINE | Frozen QSOR V1 position used as V2 immutable model base.
QSOR-0003677 | 55.8621 | 2026-09-01 | GBP | V1.0 | APPROVED BASELINE | Frozen QSOR V1 position used as V2 immutable model base.
QSOR-0003678 | 76.5525 | 2026-09-01 | GBP | V1.0 | APPROVED BASELINE | Frozen QSOR V1 position used as V2 immutable model base.
QSOR-0003679 | 121.8474 | 2026-09-01 | GBP | V1.0 | APPROVED BASELINE | Frozen QSOR V1 position used as V2 immutable model base.
QSOR-0003680 | 224.6336 | 2026-09-01 | GBP | V1.0 | APPROVED BASELINE | Frozen QSOR V1 position used as V2 immutable model base.
QSOR-0003681 | 98.4005 | 2026-09-01 | GBP | V1.0 | APPROVED BASELINE | Frozen QSOR V1 position used as V2 immutable model base.
QSOR-0003682 | 63.4688 | 2026-09-01 | GBP | V1.0 | APPROVED BASELINE | Frozen QSOR V1 position used as V2 immutable model base.
QSOR-0003683 | 56.4036 | 2026-09-01 | GBP | V1.0 | APPROVED BASELINE | Frozen QSOR V1 position used as V2 immutable model base.
QSOR-0003684 | 88.8444 | 2026-09-01 | GBP | V1.0 | APPROVED BASELINE | Frozen QSOR V1 position used as V2 immutable model base.
QSOR-0003685 | 30.1803 | 2026-09-01 | GBP | V1.0 | APPROVED BASELINE | Frozen QSOR V1 position used as V2 immutable model base.
QSOR-0003686 | 99.4898 | 2026-09-01 | GBP | V1.0 | APPROVED BASELINE | Frozen QSOR V1 position used as V2 immutable model base.
QSOR-0003687 | 82.5795 | 2026-09-01 | GBP | V1.0 | APPROVED BASELINE | Frozen QSOR V1 position used as V2 immutable model base.
QSOR-0003688 | 117.6119 | 2026-09-01 | GBP | V1.0 | APPROVED BASELINE | Frozen QSOR V1 position used as V2 immutable model base.
QSOR-0003689 | 67.6043 | 2026-09-01 | GBP | V1.0 | APPROVED BASELINE | Frozen QSOR V1 position used as V2 immutable model base.
QSOR-0003690 | 67.6556 | 2026-09-01 | GBP | V1.0 | APPROVED BASELINE | Frozen QSOR V1 position used as V2 immutable model base.
QSOR-0003691 | 50.2175 | 2026-09-01 | GBP | V1.0 | APPROVED BASELINE | Frozen QSOR V1 position used as V2 immutable model base.
QSOR-0003692 | 286.7772 | 2026-09-01 | GBP | V1.0 | APPROVED BASELINE | Frozen QSOR V1 position used as V2 immutable model base.
QSOR-0003693 | 41.0021 | 2026-09-01 | GBP | V1.0 | APPROVED BASELINE | Frozen QSOR V1 position used as V2 immutable model base.
QSOR-0003694 | 57.8461 | 2026-09-01 | GBP | V1.0 | APPROVED BASELINE | Frozen QSOR V1 position used as V2 immutable model base.
QSOR-0003695 | 32.2821 | 2026-09-01 | GBP | V1.0 | APPROVED BASELINE | Frozen QSOR V1 position used as V2 immutable model base.
QSOR-0003696 | 34.4573 | 2026-09-01 | GBP | V1.0 | APPROVED BASELINE | Frozen QSOR V1 position used as V2 immutable model base.
QSOR-0003697 | 38.8879 | 2026-09-01 | GBP | V1.0 | APPROVED BASELINE | Frozen QSOR V1 position used as V2 immutable model base.
QSOR-0003698 | 120.8237 | 2026-09-01 | GBP | V1.0 | APPROVED BASELINE | Frozen QSOR V1 position used as V2 immutable model base.
QSOR-0003699 | 119.1222 | 2026-09-01 | GBP | V1.0 | APPROVED BASELINE | Frozen QSOR V1 position used as V2 immutable model base.
QSOR-0003700 | 253.2826 | 2026-09-01 | GBP | V1.0 | APPROVED BASELINE | Frozen QSOR V1 position used as V2 immutable model base.
QSOR-0003701 | 422.6139 | 2026-09-01 | GBP | V1.0 | APPROVED BASELINE | Frozen QSOR V1 position used as V2 immutable model base.
QSOR-0003702 | 225.5628 | 2026-09-01 | GBP | V1.0 | APPROVED BASELINE | Frozen QSOR V1 position used as V2 immutable model base.
QSOR-0003703 | 830.6436 | 2026-09-01 | GBP | V1.0 | APPROVED BASELINE | Frozen QSOR V1 position used as V2 immutable model base.
QSOR-0003704 | 115.4113 | 2026-09-01 | GBP | V1.0 | APPROVED BASELINE | Frozen QSOR V1 position used as V2 immutable model base.
QSOR-0003705 | 5.7724 | 2026-09-01 | GBP | V1.0 | APPROVED BASELINE | Frozen QSOR V1 position used as V2 immutable model base.
QSOR-0003706 | 7.1214 | 2026-09-01 | GBP | V1.0 | APPROVED BASELINE | Frozen QSOR V1 position used as V2 immutable model base.
QSOR-0003707 | 6.054 | 2026-09-01 | GBP | V1.0 | APPROVED BASELINE | Frozen QSOR V1 position used as V2 immutable model base.
QSOR-0003708 | 24.897 | 2026-09-01 | GBP | V1.0 | APPROVED BASELINE | Frozen QSOR V1 position used as V2 immutable model base.
QSOR-0003709 | 17.5709 | 2026-09-01 | GBP | V1.0 | APPROVED BASELINE | Frozen QSOR V1 position used as V2 immutable model base.
QSOR-0003710 | 330.8753 | 2026-09-01 | GBP | V1.0 | APPROVED BASELINE | Frozen QSOR V1 position used as V2 immutable model base.
QSOR-0003711 | 519.4066 | 2026-09-01 | GBP | V1.0 | APPROVED BASELINE | Frozen QSOR V1 position used as V2 immutable model base.
QSOR-0003712 | 755.0704 | 2026-09-01 | GBP | V1.0 | APPROVED BASELINE | Frozen QSOR V1 position used as V2 immutable model base.
QSOR-0003713 | 33.9404 | 2026-09-01 | GBP | V1.0 | APPROVED BASELINE | Frozen QSOR V1 position used as V2 immutable model base.
QSOR-0003714 | 52.7945 | 2026-09-01 | GBP | V1.0 | APPROVED BASELINE | Frozen QSOR V1 position used as V2 immutable model base.
QSOR-0003715 | 76.3622 | 2026-09-01 | GBP | V1.0 | APPROVED BASELINE | Frozen QSOR V1 position used as V2 immutable model base.
QSOR-0003716 | 2829.0507 | 2026-09-01 | GBP | V1.0 | APPROVED BASELINE | Frozen QSOR V1 position used as V2 immutable model base.
QSOR-0003717 | 4714.4542 | 2026-09-01 | GBP | V1.0 | APPROVED BASELINE | Frozen QSOR V1 position used as V2 immutable model base.

## EVIDENCE_RULES
RULE | VALUE | WEIGHT / THRESHOLD | NOTES
Recency strength | Evidence scoring | 25% | More recent comparable evidence receives stronger confidence.
Scope/specification match | Evidence scoring | 25% | Comparable technical/commercial scope.
Location/sector/scale relevance | Evidence scoring | 20% | Project context relevance.
Source/commercial status quality | Evidence scoring | 15% | Accepted/final/tender/quotation hierarchy to be configured.
Dispersion / sample consistency | Evidence scoring | 15% | Lower dispersion supports higher confidence.
Maximum evidence blend | Final rate blend | 35% | Initial cap until backtesting supports a change.
Very strong confidence | Blend band | 90 | 35% evidence influence.
Strong confidence | Blend band | 75 | 25% evidence influence.
Moderate confidence | Blend band | 60 | 20% evidence influence.
Emerging confidence | Blend band | 40 | 10% evidence influence.
Limited confidence | Blend band | 0 | 5% or zero depending on evidence presence.

## RATE_EVIDENCE
EVIDENCE_ID | QSOR_ITEM_ID | OBSERVED_RATE | UNIT | CURRENCY | RATE_DATE | LOCATION | SECTOR | PROJECT_TYPE | PROJECT_SCALE | PROCUREMENT_STAGE | SOURCE_TYPE | SCOPE_MATCH_SCORE | SPEC_MATCH_SCORE | LOCATION_RELEVANCE_SCORE | SOURCE_QUALITY_SCORE | SAMPLE_WEIGHT | EVIDENCE_CONFIDENCE | PROJECT_REF_ANONYMISED | REVIEWER | REVIEW_STATUS | NOTES

## PUBLISH_RULES
RULE_ID | RULE | VALUE | ACTION
PUB-001 | Minimum absolute movement to publish candidate | 0.5% | Below threshold: HOLD and accumulate internally.
PUB-002 | Single-run absolute movement requiring review | 3% | Above threshold: REVIEW REQUIRED.
PUB-003 | 30-day absolute movement requiring review | 7% | Above threshold: REVIEW REQUIRED when history is available.
PUB-004 | Model/evidence divergence requiring review | 10% | REVIEW when strong evidence is present.
PUB-005 | Maximum private-evidence blend | 35% | Do not exceed until backtesting approves a change.
PUB-006 | Failed critical source behaviour | 0 | ABORT RUN; preserve last approved QSOR.
PUB-007 | Profile weight total tolerance | 1e-06 | FAIL item if profile total differs from 100% beyond tolerance.
PUB-008 | Non-positive rate behaviour | 0 | FAIL item; never publish zero/negative rate.

## RATE_MODEL_SNAPSHOT
QSOR_ITEM_ID | PROFILE_ID | BASE_RATE | MODEL_INDEX | MODEL_RATE | EVIDENCE_RATE | EVIDENCE_CONFIDENCE | EVIDENCE_BLEND_PCT | FINAL_CANDIDATE_RATE | CHANGE_PCT | CIRCUIT_BREAKER | PUBLISH_DECISION | MODEL_STATUS | NOTES
QSOR-0000001 | EXP-0001 | 1316.1721 | 0.96235 | 1266.6212 |  | 0 | 0% | 1266.6212 | -3.765% | PASS | PUBLISH | PRODUCTION | Engine RUN-5F3B32BB976D4AE2 / 2026-09 / Core 0.965
QSOR-0000002 | EXP-0001 | 1369.1251 | 0.96235 | 1317.5806 |  | 0 | 0% | 1317.5806 | -3.765% | PASS | PUBLISH | PRODUCTION | Engine RUN-5F3B32BB976D4AE2 / 2026-09 / Core 0.965
QSOR-0000003 | EXP-0001 | 1435.0542 | 0.96235 | 1381.0276 |  | 0 | 0% | 1381.0276 | -3.765% | PASS | PUBLISH | PRODUCTION | Engine RUN-5F3B32BB976D4AE2 / 2026-09 / Core 0.965
QSOR-0000004 | EXP-0001 | 1667.9815 | 0.96235 | 1605.1858 |  | 0 | 0% | 1605.1858 | -3.765% | PASS | PUBLISH | PRODUCTION | Engine RUN-5F3B32BB976D4AE2 / 2026-09 / Core 0.965
QSOR-0000005 | EXP-0001 | 1845.5964 | 0.96235 | 1776.1139 |  | 0 | 0% | 1776.1139 | -3.765% | PASS | PUBLISH | PRODUCTION | Engine RUN-5F3B32BB976D4AE2 / 2026-09 / Core 0.965
QSOR-0000006 | EXP-0001 | 2292.2072 | 0.96235 | 2205.9107 |  | 0 | 0% | 2205.9107 | -3.765% | PASS | PUBLISH | PRODUCTION | Engine RUN-5F3B32BB976D4AE2 / 2026-09 / Core 0.965
QSOR-0000007 | EXP-0001 | 2632.5841 | 0.96235 | 2533.4733 |  | 0 | 0% | 2533.4733 | -3.765% | PASS | PUBLISH | PRODUCTION | Engine RUN-5F3B32BB976D4AE2 / 2026-09 / Core 0.965
QSOR-0000008 | EXP-0001 | 2756.9156 | 0.96235 | 2653.1239 |  | 0 | 0% | 2653.1239 | -3.765% | PASS | PUBLISH | PRODUCTION | Engine RUN-5F3B32BB976D4AE2 / 2026-09 / Core 0.965
QSOR-0000009 | EXP-0002 | 29071.9292 | 0.96235 | 27977.4368 |  | 0 | 0% | 27977.4368 | -3.765% | PASS | PUBLISH | PRODUCTION | Engine RUN-5F3B32BB976D4AE2 / 2026-09 / Core 0.965
QSOR-0000010 | EXP-0002 | 104693.4416 | 0.96235 | 100751.97 |  | 0 | 0% | 100751.97 | -3.765% | PASS | PUBLISH | PRODUCTION | Engine RUN-5F3B32BB976D4AE2 / 2026-09 / Core 0.965
QSOR-0000011 | EXP-0002 | 119874.4222 | 0.96235 | 115361.421 |  | 0 | 0% | 115361.421 | -3.765% | PASS | PUBLISH | PRODUCTION | Engine RUN-5F3B32BB976D4AE2 / 2026-09 / Core 0.965
QSOR-0000012 | EXP-0002 | 178492.8637 | 0.96235 | 171773.0107 |  | 0 | 0% | 171773.0107 | -3.765% | PASS | PUBLISH | PRODUCTION | Engine RUN-5F3B32BB976D4AE2 / 2026-09 / Core 0.965
QSOR-0000013 | EXP-0002 | 205178.8878 | 0.96235 | 197454.3662 |  | 0 | 0% | 197454.3662 | -3.765% | PASS | PUBLISH | PRODUCTION | Engine RUN-5F3B32BB976D4AE2 / 2026-09 / Core 0.965
QSOR-0000014 | EXP-0003 | 3333.6382 | 0.96235 | 3208.1342 |  | 0 | 0% | 3208.1342 | -3.765% | PASS | PUBLISH | PRODUCTION | Engine RUN-5F3B32BB976D4AE2 / 2026-09 / Core 0.965
QSOR-0000015 | EXP-0003 | 4621.7207 | 0.96235 | 4447.7234 |  | 0 | 0% | 4447.7234 | -3.765% | PASS | PUBLISH | PRODUCTION | Engine RUN-5F3B32BB976D4AE2 / 2026-09 / Core 0.965
QSOR-0000016 | EXP-0003 | 5280.0107 | 0.96235 | 5081.2303 |  | 0 | 0% | 5081.2303 | -3.765% | PASS | PUBLISH | PRODUCTION | Engine RUN-5F3B32BB976D4AE2 / 2026-09 / Core 0.965
QSOR-0000017 | EXP-0003 | 5976.0931 | 0.96235 | 5751.1067 |  | 0 | 0% | 5751.1067 | -3.765% | PASS | PUBLISH | PRODUCTION | Engine RUN-5F3B32BB976D4AE2 / 2026-09 / Core 0.965
QSOR-0000018 | EXP-0003 | 6700.6448 | 0.96235 | 6448.3807 |  | 0 | 0% | 6448.3807 | -3.765% | PASS | PUBLISH | PRODUCTION | Engine RUN-5F3B32BB976D4AE2 / 2026-09 / Core 0.965
QSOR-0000019 | EXP-0003 | 10606.2102 | 0.96235 | 10206.9103 |  | 0 | 0% | 10206.9103 | -3.765% | PASS | PUBLISH | PRODUCTION | Engine RUN-5F3B32BB976D4AE2 / 2026-09 / Core 0.965
QSOR-0000020 | EXP-0003 | 20504.4572 | 0.96235 | 19732.5107 |  | 0 | 0% | 19732.5107 | -3.765% | PASS | PUBLISH | PRODUCTION | Engine RUN-5F3B32BB976D4AE2 / 2026-09 / Core 0.965
QSOR-0000021 | EXP-0004 | 396.9054 | 0.96235 | 381.9628 |  | 0 | 0% | 381.9628 | -3.765% | PASS | PUBLISH | PRODUCTION | Engine RUN-5F3B32BB976D4AE2 / 2026-09 / Core 0.965
QSOR-0000022 | EXP-0004 | 613.7405 | 0.96235 | 590.6346 |  | 0 | 0% | 590.6346 | -3.765% | PASS | PUBLISH | PRODUCTION | Engine RUN-5F3B32BB976D4AE2 / 2026-09 / Core 0.965
QSOR-0000023 | EXP-0004 | 849.4306 | 0.96235 | 817.4515 |  | 0 | 0% | 817.4515 | -3.765% | PASS | PUBLISH | PRODUCTION | Engine RUN-5F3B32BB976D4AE2 / 2026-09 / Core 0.965
QSOR-0000024 | EXP-0004 | 1179.397 | 0.96235 | 1134.9953 |  | 0 | 0% | 1134.9953 | -3.765% | PASS | PUBLISH | PRODUCTION | Engine RUN-5F3B32BB976D4AE2 / 2026-09 / Core 0.965
QSOR-0000025 | EXP-0004 | 1556.5015 | 0.96235 | 1497.9027 |  | 0 | 0% | 1497.9027 | -3.765% | PASS | PUBLISH | PRODUCTION | Engine RUN-5F3B32BB976D4AE2 / 2026-09 / Core 0.965
QSOR-0000026 | EXP-0005 | 613.7168 | 0.96235 | 590.6117 |  | 0 | 0% | 590.6117 | -3.765% | PASS | PUBLISH | PRODUCTION | Engine RUN-5F3B32BB976D4AE2 / 2026-09 / Core 0.965
QSOR-0000027 | EXP-0005 | 1037.9431 | 0.96235 | 998.8669 |  | 0 | 0% | 998.8669 | -3.765% | PASS | PUBLISH | PRODUCTION | Engine RUN-5F3B32BB976D4AE2 / 2026-09 / Core 0.965
QSOR-0000028 | EXP-0005 | 1650.7144 | 0.96235 | 1588.5687 |  | 0 | 0% | 1588.5687 | -3.765% | PASS | PUBLISH | PRODUCTION | Engine RUN-5F3B32BB976D4AE2 / 2026-09 / Core 0.965
QSOR-0000029 | EXP-0006 | 330.8616 | 0.96235 | 318.4054 |  | 0 | 0% | 318.4054 | -3.765% | PASS | PUBLISH | PRODUCTION | Engine RUN-5F3B32BB976D4AE2 / 2026-09 / Core 0.965
QSOR-0000030 | EXP-0006 | 613.6466 | 0.96235 | 590.5442 |  | 0 | 0% | 590.5442 | -3.765% | PASS | PUBLISH | PRODUCTION | Engine RUN-5F3B32BB976D4AE2 / 2026-09 / Core 0.965
QSOR-0000031 | EXP-0006 | 660.7774 | 0.96235 | 635.9006 |  | 0 | 0% | 635.9006 | -3.765% | PASS | PUBLISH | PRODUCTION | Engine RUN-5F3B32BB976D4AE2 / 2026-09 / Core 0.965
QSOR-0000032 | EXP-0006 | 1037.824 | 0.96235 | 998.7523 |  | 0 | 0% | 998.7523 | -3.765% | PASS | PUBLISH | PRODUCTION | Engine RUN-5F3B32BB976D4AE2 / 2026-09 / Core 0.965
QSOR-0000033 | EXP-0007 | 4346.4768 | 0.96235 | 4182.8418 |  | 0 | 0% | 4182.8418 | -3.765% | PASS | PUBLISH | PRODUCTION | Engine RUN-5F3B32BB976D4AE2 / 2026-09 / Core 0.965
QSOR-0000034 | EXP-0007 | 7706.5459 | 0.96235 | 7416.4119 |  | 0 | 0% | 7416.4119 | -3.765% | PASS | PUBLISH | PRODUCTION | Engine RUN-5F3B32BB976D4AE2 / 2026-09 / Core 0.965
QSOR-0000035 | EXP-0007 | 8634.0553 | 0.96235 | 8309.0026 |  | 0 | 0% | 8309.0026 | -3.765% | PASS | PUBLISH | PRODUCTION | Engine RUN-5F3B32BB976D4AE2 / 2026-09 / Core 0.965
QSOR-0000036 | EXP-0008 | 727.0624 | 0.96235 | 699.6901 |  | 0 | 0% | 699.6901 | -3.765% | PASS | PUBLISH | PRODUCTION | Engine RUN-5F3B32BB976D4AE2 / 2026-09 / Core 0.965
QSOR-0000037 | EXP-0008 | 1639.0844 | 0.96235 | 1577.3765 |  | 0 | 0% | 1577.3765 | -3.765% | PASS | PUBLISH | PRODUCTION | Engine RUN-5F3B32BB976D4AE2 / 2026-09 / Core 0.965
QSOR-0000038 | EXP-0008 | 2680.2469 | 0.96235 | 2579.3417 |  | 0 | 0% | 2579.3417 | -3.765% | PASS | PUBLISH | PRODUCTION | Engine RUN-5F3B32BB976D4AE2 / 2026-09 / Core 0.965
QSOR-0000039 | EXP-0008 | 3185.1002 | 0.96235 | 3065.1884 |  | 0 | 0% | 3065.1884 | -3.765% | PASS | PUBLISH | PRODUCTION | Engine RUN-5F3B32BB976D4AE2 / 2026-09 / Core 0.965
QSOR-0000040 | EXP-0008 | 3869.6187 | 0.96235 | 3723.9363 |  | 0 | 0% | 3723.9363 | -3.765% | PASS | PUBLISH | PRODUCTION | Engine RUN-5F3B32BB976D4AE2 / 2026-09 / Core 0.965
QSOR-0000041 | EXP-0009 | 1652.3189 | 0.96235 | 1590.1128 |  | 0 | 0% | 1590.1128 | -3.765% | PASS | PUBLISH | PRODUCTION | Engine RUN-5F3B32BB976D4AE2 / 2026-09 / Core 0.965
QSOR-0000042 | EXP-0009 | 3085.3797 | 0.96235 | 2969.2221 |  | 0 | 0% | 2969.2221 | -3.765% | PASS | PUBLISH | PRODUCTION | Engine RUN-5F3B32BB976D4AE2 / 2026-09 / Core 0.965
QSOR-0000043 | EXP-0009 | 5161.3396 | 0.96235 | 4967.0268 |  | 0 | 0% | 4967.0268 | -3.765% | PASS | PUBLISH | PRODUCTION | Engine RUN-5F3B32BB976D4AE2 / 2026-09 / Core 0.965
QSOR-0000044 | EXP-0009 | 6180.1267 | 0.96235 | 5947.4589 |  | 0 | 0% | 5947.4589 | -3.765% | PASS | PUBLISH | PRODUCTION | Engine RUN-5F3B32BB976D4AE2 / 2026-09 / Core 0.965
QSOR-0000045 | EXP-0009 | 7085.2186 | 0.96235 | 6818.4761 |  | 0 | 0% | 6818.4761 | -3.765% | PASS | PUBLISH | PRODUCTION | Engine RUN-5F3B32BB976D4AE2 / 2026-09 / Core 0.965
QSOR-0000046 | EXP-0010 | 3263.5946 | 0.96235 | 3140.7276 |  | 0 | 0% | 3140.7276 | -3.765% | PASS | PUBLISH | PRODUCTION | Engine RUN-5F3B32BB976D4AE2 / 2026-09 / Core 0.965
QSOR-0000047 | EXP-0010 | 4380.351 | 0.96235 | 4215.4407 |  | 0 | 0% | 4215.4407 | -3.765% | PASS | PUBLISH | PRODUCTION | Engine RUN-5F3B32BB976D4AE2 / 2026-09 / Core 0.965
QSOR-0000048 | EXP-0011 | 1902.3028 | 0.96235 | 1830.6854 |  | 0 | 0% | 1830.6854 | -3.765% | PASS | PUBLISH | PRODUCTION | Engine RUN-5F3B32BB976D4AE2 / 2026-09 / Core 0.965
QSOR-0000049 | EXP-0011 | 2032.1144 | 0.96235 | 1955.6099 |  | 0 | 0% | 1955.6099 | -3.765% | PASS | PUBLISH | PRODUCTION | Engine RUN-5F3B32BB976D4AE2 / 2026-09 / Core 0.965
QSOR-0000050 | EXP-0011 | 2467.1857 | 0.96235 | 2374.3017 |  | 0 | 0% | 2374.3017 | -3.765% | PASS | PUBLISH | PRODUCTION | Engine RUN-5F3B32BB976D4AE2 / 2026-09 / Core 0.965
QSOR-0000051 | EXP-0011 | 3014.836 | 0.96235 | 2901.3342 |  | 0 | 0% | 2901.3342 | -3.765% | PASS | PUBLISH | PRODUCTION | Engine RUN-5F3B32BB976D4AE2 / 2026-09 / Core 0.965
QSOR-0000052 | EXP-0011 | 9603.653 | 0.96235 | 9242.0972 |  | 0 | 0% | 9242.0972 | -3.765% | PASS | PUBLISH | PRODUCTION | Engine RUN-5F3B32BB976D4AE2 / 2026-09 / Core 0.965
QSOR-0000053 | EXP-0012 | 6383.4268 | 0.96235 | 6143.1052 |  | 0 | 0% | 6143.1052 | -3.765% | PASS | PUBLISH | PRODUCTION | Engine RUN-5F3B32BB976D4AE2 / 2026-09 / Core 0.965
QSOR-0000054 | EXP-0012 | 6574.3286 | 0.96235 | 6326.82 |  | 0 | 0% | 6326.82 | -3.765% | PASS | PUBLISH | PRODUCTION | Engine RUN-5F3B32BB976D4AE2 / 2026-09 / Core 0.965
QSOR-0000055 | EXP-0012 | 7373.9288 | 0.96235 | 7096.317 |  | 0 | 0% | 7096.317 | -3.765% | PASS | PUBLISH | PRODUCTION | Engine RUN-5F3B32BB976D4AE2 / 2026-09 / Core 0.965
QSOR-0000056 | EXP-0012 | 11435.8273 | 0.96235 | 11005.2943 |  | 0 | 0% | 11005.2943 | -3.765% | PASS | PUBLISH | PRODUCTION | Engine RUN-5F3B32BB976D4AE2 / 2026-09 / Core 0.965
QSOR-0000057 | EXP-0013 | 929.4121 | 0.96235 | 894.4218 |  | 0 | 0% | 894.4218 | -3.765% | PASS | PUBLISH | PRODUCTION | Engine RUN-5F3B32BB976D4AE2 / 2026-09 / Core 0.965
QSOR-0000058 | EXP-0013 | 1284.1694 | 0.96235 | 1235.8233 |  | 0 | 0% | 1235.8233 | -3.765% | PASS | PUBLISH | PRODUCTION | Engine RUN-5F3B32BB976D4AE2 / 2026-09 / Core 0.965
QSOR-0000059 | EXP-0013 | 1449.538 | 0.96235 | 1394.9662 |  | 0 | 0% | 1394.9662 | -3.765% | PASS | PUBLISH | PRODUCTION | Engine RUN-5F3B32BB976D4AE2 / 2026-09 / Core 0.965
QSOR-0000060 | EXP-0013 | 1648.1652 | 0.96235 | 1586.1155 |  | 0 | 0% | 1586.1155 | -3.765% | PASS | PUBLISH | PRODUCTION | Engine RUN-5F3B32BB976D4AE2 / 2026-09 / Core 0.965
QSOR-0000061 | EXP-0014 | 3975.5454 | 0.96235 | 3825.8751 |  | 0 | 0% | 3825.8751 | -3.765% | PASS | PUBLISH | PRODUCTION | Engine RUN-5F3B32BB976D4AE2 / 2026-09 / Core 0.965
QSOR-0000062 | EXP-0014 | 4288.7923 | 0.96235 | 4127.3289 |  | 0 | 0% | 4127.3289 | -3.765% | PASS | PUBLISH | PRODUCTION | Engine RUN-5F3B32BB976D4AE2 / 2026-09 / Core 0.965
QSOR-0000063 | EXP-0014 | 4752.9306 | 0.96235 | 4573.9935 |  | 0 | 0% | 4573.9935 | -3.765% | PASS | PUBLISH | PRODUCTION | Engine RUN-5F3B32BB976D4AE2 / 2026-09 / Core 0.965
QSOR-0000064 | EXP-0014 | 5256.8521 | 0.96235 | 5058.9434 |  | 0 | 0% | 5058.9434 | -3.765% | PASS | PUBLISH | PRODUCTION | Engine RUN-5F3B32BB976D4AE2 / 2026-09 / Core 0.965
QSOR-0000065 | EXP-0015 | 23568.4987 | 0.96235 | 22681.1979 |  | 0 | 0% | 22681.1979 | -3.765% | PASS | PUBLISH | PRODUCTION | Engine RUN-5F3B32BB976D4AE2 / 2026-09 / Core 0.965
QSOR-0000066 | EXP-0015 | 37709.0303 | 0.96235 | 36289.3705 |  | 0 | 0% | 36289.3705 | -3.765% | PASS | PUBLISH | PRODUCTION | Engine RUN-5F3B32BB976D4AE2 / 2026-09 / Core 0.965
QSOR-0000067 | EXP-0015 | 65990.0939 | 0.96235 | 63505.7159 |  | 0 | 0% | 63505.7159 | -3.765% | PASS | PUBLISH | PRODUCTION | Engine RUN-5F3B32BB976D4AE2 / 2026-09 / Core 0.965
QSOR-0000068 | EXP-0015 | 113125.1996 | 0.96235 | 108866.2914 |  | 0 | 0% | 108866.2914 | -3.765% | PASS | PUBLISH | PRODUCTION | Engine RUN-5F3B32BB976D4AE2 / 2026-09 / Core 0.965
QSOR-0000069 | EXP-0016 | 32997.5117 | 0.96235 | 31755.2299 |  | 0 | 0% | 31755.2299 | -3.765% | PASS | PUBLISH | PRODUCTION | Engine RUN-5F3B32BB976D4AE2 / 2026-09 / Core 0.965
QSOR-0000070 | EXP-0016 | 56566.4874 | 0.96235 | 54436.8869 |  | 0 | 0% | 54436.8869 | -3.765% | PASS | PUBLISH | PRODUCTION | Engine RUN-5F3B32BB976D4AE2 / 2026-09 / Core 0.965
QSOR-0000071 | EXP-0016 | 94276.8485 | 0.96235 | 90727.5381 |  | 0 | 0% | 90727.5381 | -3.765% | PASS | PUBLISH | PRODUCTION | Engine RUN-5F3B32BB976D4AE2 / 2026-09 / Core 0.965
QSOR-0000072 | EXP-0017 | 9427.1864 | 0.96235 | 9072.2741 |  | 0 | 0% | 9072.2741 | -3.765% | PASS | PUBLISH | PRODUCTION | Engine RUN-5F3B32BB976D4AE2 / 2026-09 / Core 0.965
QSOR-0000073 | EXP-0017 | 18853.4272 | 0.96235 | 18143.6382 |  | 0 | 0% | 18143.6382 | -3.765% | PASS | PUBLISH | PRODUCTION | Engine RUN-5F3B32BB976D4AE2 / 2026-09 / Core 0.965
QSOR-0000074 | EXP-0017 | 32992.7882 | 0.96235 | 31750.6843 |  | 0 | 0% | 31750.6843 | -3.765% | PASS | PUBLISH | PRODUCTION | Engine RUN-5F3B32BB976D4AE2 / 2026-09 / Core 0.965
QSOR-0000075 | EXP-0018 | 4714.4546 | 0.96235 | 4536.9661 |  | 0 | 0% | 4536.9661 | -3.765% | PASS | PUBLISH | PRODUCTION | Engine RUN-5F3B32BB976D4AE2 / 2026-09 / Core 0.965
QSOR-0000076 | EXP-0018 | 9427.9634 | 0.96235 | 9073.0219 |  | 0 | 0% | 9073.0219 | -3.765% | PASS | PUBLISH | PRODUCTION | Engine RUN-5F3B32BB976D4AE2 / 2026-09 / Core 0.965
QSOR-0000077 | EXP-0019 | 20739.6531 | 0.96235 | 19958.852 |  | 0 | 0% | 19958.852 | -3.765% | PASS | PUBLISH | PRODUCTION | Engine RUN-5F3B32BB976D4AE2 / 2026-09 / Core 0.965
QSOR-0000078 | EXP-0019 | 32994.3438 | 0.96235 | 31752.1813 |  | 0 | 0% | 31752.1813 | -3.765% | PASS | PUBLISH | PRODUCTION | Engine RUN-5F3B32BB976D4AE2 / 2026-09 / Core 0.965
QSOR-0000079 | EXP-0019 | 65987.7418 | 0.96235 | 63503.4524 |  | 0 | 0% | 63503.4524 | -3.765% | PASS | PUBLISH | PRODUCTION | Engine RUN-5F3B32BB976D4AE2 / 2026-09 / Core 0.965
QSOR-0000080 | EXP-0019 | 117834.5104 | 0.96235 | 113398.3073 |  | 0 | 0% | 113398.3073 | -3.765% | PASS | PUBLISH | PRODUCTION | Engine RUN-5F3B32BB976D4AE2 / 2026-09 / Core 0.965
QSOR-0000081 | EXP-0019 | 207388.0195 | 0.96235 | 199580.3291 |  | 0 | 0% | 199580.3291 | -3.765% | PASS | PUBLISH | PRODUCTION | Engine RUN-5F3B32BB976D4AE2 / 2026-09 / Core 0.965
QSOR-0000082 | EXP-0020 | 84848.2076 | 0.96235 | 81653.8643 |  | 0 | 0% | 81653.8643 | -3.765% | PASS | PUBLISH | PRODUCTION | Engine RUN-5F3B32BB976D4AE2 / 2026-09 / Core 0.965
QSOR-0000083 | EXP-0020 | 141413.0491 | 0.96235 | 136089.1673 |  | 0 | 0% | 136089.1673 | -3.765% | PASS | PUBLISH | PRODUCTION | Engine RUN-5F3B32BB976D4AE2 / 2026-09 / Core 0.965
QSOR-0000084 | EXP-0020 | 245115.2582 | 0.96235 | 235887.2225 |  | 0 | 0% | 235887.2225 | -3.765% | PASS | PUBLISH | PRODUCTION | Engine RUN-5F3B32BB976D4AE2 / 2026-09 / Core 0.965
QSOR-0000085 | EXP-0020 | 424237.2561 | 0.96235 | 408265.6818 |  | 0 | 0% | 408265.6818 | -3.765% | PASS | PUBLISH | PRODUCTION | Engine RUN-5F3B32BB976D4AE2 / 2026-09 / Core 0.965
QSOR-0000086 | EXP-0021 | 28280.8484 | 0.96235 | 27216.1383 |  | 0 | 0% | 27216.1383 | -3.765% | PASS | PUBLISH | PRODUCTION | Engine RUN-5F3B32BB976D4AE2 / 2026-09 / Core 0.965
QSOR-0000087 | EXP-0021 | 42420.7998 | 0.96235 | 40823.7525 |  | 0 | 0% | 40823.7525 | -3.765% | PASS | PUBLISH | PRODUCTION | Engine RUN-5F3B32BB976D4AE2 / 2026-09 / Core 0.965
QSOR-0000088 | EXP-0021 | 70700.7023 | 0.96235 | 68038.9806 |  | 0 | 0% | 68038.9806 | -3.765% | PASS | PUBLISH | PRODUCTION | Engine RUN-5F3B32BB976D4AE2 / 2026-09 / Core 0.965
QSOR-0000089 | EXP-0021 | 122547.1905 | 0.96235 | 117933.5657 |  | 0 | 0% | 117933.5657 | -3.765% | PASS | PUBLISH | PRODUCTION | Engine RUN-5F3B32BB976D4AE2 / 2026-09 / Core 0.965
QSOR-0000090 | EXP-0022 | 37705.6853 | 0.96235 | 36286.1515 |  | 0 | 0% | 36286.1515 | -3.765% | PASS | PUBLISH | PRODUCTION | Engine RUN-5F3B32BB976D4AE2 / 2026-09 / Core 0.965
QSOR-0000091 | EXP-0022 | 61271.1475 | 0.96235 | 58964.4273 |  | 0 | 0% | 58964.4273 | -3.765% | PASS | PUBLISH | PRODUCTION | Engine RUN-5F3B32BB976D4AE2 / 2026-09 / Core 0.965
QSOR-0000092 | EXP-0022 | 103688.9798 | 0.96235 | 99785.324 |  | 0 | 0% | 99785.324 | -3.765% | PASS | PUBLISH | PRODUCTION | Engine RUN-5F3B32BB976D4AE2 / 2026-09 / Core 0.965
QSOR-0000093 | EXP-0023 | 3771.2991 | 0.96235 | 3629.3182 |  | 0 | 0% | 3629.3182 | -3.765% | PASS | PUBLISH | PRODUCTION | Engine RUN-5F3B32BB976D4AE2 / 2026-09 / Core 0.965
QSOR-0000094 | EXP-0023 | 7541.6526 | 0.96235 | 7257.7264 |  | 0 | 0% | 7257.7264 | -3.765% | PASS | PUBLISH | PRODUCTION | Engine RUN-5F3B32BB976D4AE2 / 2026-09 / Core 0.965
QSOR-0000095 | EXP-0023 | 16967.5362 | 0.96235 | 16328.7468 |  | 0 | 0% | 16328.7468 | -3.765% | PASS | PUBLISH | PRODUCTION | Engine RUN-5F3B32BB976D4AE2 / 2026-09 / Core 0.965
QSOR-0000096 | EXP-0024 | 13197.54 | 0.96235 | 12700.6825 |  | 0 | 0% | 12700.6825 | -3.765% | PASS | PUBLISH | PRODUCTION | Engine RUN-5F3B32BB976D4AE2 / 2026-09 / Core 0.965
QSOR-0000097 | EXP-0024 | 22623.6788 | 0.96235 | 21771.9484 |  | 0 | 0% | 21771.9484 | -3.765% | PASS | PUBLISH | PRODUCTION | Engine RUN-5F3B32BB976D4AE2 / 2026-09 / Core 0.965
QSOR-0000098 | EXP-0024 | 39590.7285 | 0.96235 | 38100.227 |  | 0 | 0% | 38100.227 | -3.765% | PASS | PUBLISH | PRODUCTION | Engine RUN-5F3B32BB976D4AE2 / 2026-09 / Core 0.965
QSOR-0000099 | EXP-0024 | 70696.9865 | 0.96235 | 68035.4047 |  | 0 | 0% | 68035.4047 | -3.765% | PASS | PUBLISH | PRODUCTION | Engine RUN-5F3B32BB976D4AE2 / 2026-09 / Core 0.965
QSOR-0000100 | EXP-0024 | 122540.7499 | 0.96235 | 117927.3675 |  | 0 | 0% | 117927.3675 | -3.765% | PASS | PUBLISH | PRODUCTION | Engine RUN-5F3B32BB976D4AE2 / 2026-09 / Core 0.965
QSOR-0000101 | EXP-0025 | 24509.7084 | 0.96235 | 23586.9732 |  | 0 | 0% | 23586.9732 | -3.765% | PASS | PUBLISH | PRODUCTION | Engine RUN-5F3B32BB976D4AE2 / 2026-09 / Core 0.965
QSOR-0000102 | EXP-0025 | 45247.8922 | 0.96235 | 43544.4113 |  | 0 | 0% | 43544.4113 | -3.765% | PASS | PUBLISH | PRODUCTION | Engine RUN-5F3B32BB976D4AE2 / 2026-09 / Core 0.965
QSOR-0000103 | EXP-0025 | 80125.7469 | 0.96235 | 77109.1936 |  | 0 | 0% | 77109.1936 | -3.765% | PASS | PUBLISH | PRODUCTION | Engine RUN-5F3B32BB976D4AE2 / 2026-09 / Core 0.965
QSOR-0000104 | EXP-0026 | 11312.9149 | 0.96235 | 10887.0092 |  | 0 | 0% | 10887.0092 | -3.765% | PASS | PUBLISH | PRODUCTION | Engine RUN-5F3B32BB976D4AE2 / 2026-09 / Core 0.965
QSOR-0000105 | EXP-0026 | 18854.2277 | 0.96235 | 18144.4086 |  | 0 | 0% | 18144.4086 | -3.765% | PASS | PUBLISH | PRODUCTION | Engine RUN-5F3B32BB976D4AE2 / 2026-09 / Core 0.965
QSOR-0000106 | EXP-0026 | 32994.1893 | 0.96235 | 31752.0326 |  | 0 | 0% | 31752.0326 | -3.765% | PASS | PUBLISH | PRODUCTION | Engine RUN-5F3B32BB976D4AE2 / 2026-09 / Core 0.965
QSOR-0000107 | EXP-0027 | 2357.7749 | 0.96235 | 2269.01 |  | 0 | 0% | 2269.01 | -3.765% | PASS | PUBLISH | PRODUCTION | Engine RUN-5F3B32BB976D4AE2 / 2026-09 / Core 0.965
QSOR-0000108 | EXP-0027 | 2829.1408 | 0.96235 | 2722.6301 |  | 0 | 0% | 2722.6301 | -3.765% | PASS | PUBLISH | PRODUCTION | Engine RUN-5F3B32BB976D4AE2 / 2026-09 / Core 0.965
QSOR-0000109 | EXP-0027 | 3300.5066 | 0.96235 | 3176.25 |  | 0 | 0% | 3176.25 | -3.765% | PASS | PUBLISH | PRODUCTION | Engine RUN-5F3B32BB976D4AE2 / 2026-09 / Core 0.965
QSOR-0000110 | EXP-0028 | 849.3947 | 0.96235 | 817.4169 |  | 0 | 0% | 817.4169 | -3.765% | PASS | PUBLISH | PRODUCTION | Engine RUN-5F3B32BB976D4AE2 / 2026-09 / Core 0.965
QSOR-0000111 | EXP-0028 | 2640.5647 | 0.96235 | 2541.1534 |  | 0 | 0% | 2541.1534 | -3.765% | PASS | PUBLISH | PRODUCTION | Engine RUN-5F3B32BB976D4AE2 / 2026-09 / Core 0.965
QSOR-0000112 | EXP-0029 | 1132.2125 | 0.96235 | 1089.5872 |  | 0 | 0% | 1089.5872 | -3.765% | PASS | PUBLISH | PRODUCTION | Engine RUN-5F3B32BB976D4AE2 / 2026-09 / Core 0.965
QSOR-0000113 | EXP-0029 | 2357.7517 | 0.96235 | 2268.9877 |  | 0 | 0% | 2268.9877 | -3.765% | PASS | PUBLISH | PRODUCTION | Engine RUN-5F3B32BB976D4AE2 / 2026-09 / Core 0.965
QSOR-0000114 | EXP-0030 | 28282.469 | 0.96235 | 27217.698 |  | 0 | 0% | 27217.698 | -3.765% | PASS | PUBLISH | PRODUCTION | Engine RUN-5F3B32BB976D4AE2 / 2026-09 / Core 0.965
QSOR-0000115 | EXP-0030 | 56563.9925 | 0.96235 | 54434.486 |  | 0 | 0% | 54434.486 | -3.765% | PASS | PUBLISH | PRODUCTION | Engine RUN-5F3B32BB976D4AE2 / 2026-09 / Core 0.965
QSOR-0000116 | EXP-0030 | 94272.6906 | 0.96235 | 90723.5367 |  | 0 | 0% | 90723.5367 | -3.765% | PASS | PUBLISH | PRODUCTION | Engine RUN-5F3B32BB976D4AE2 / 2026-09 / Core 0.965
QSOR-0000117 | EXP-0030 | 169690.0861 | 0.96235 | 163301.6378 |  | 0 | 0% | 163301.6378 | -3.765% | PASS | PUBLISH | PRODUCTION | Engine RUN-5F3B32BB976D4AE2 / 2026-09 / Core 0.965
QSOR-0000118 | EXP-0031 | 4713.8305 | 0.96235 | 4536.3655 |  | 0 | 0% | 4536.3655 | -3.765% | PASS | PUBLISH | PRODUCTION | Engine RUN-5F3B32BB976D4AE2 / 2026-09 / Core 0.965
QSOR-0000119 | EXP-0031 | 7541.5614 | 0.96235 | 7257.6387 |  | 0 | 0% | 7257.6387 | -3.765% | PASS | PUBLISH | PRODUCTION | Engine RUN-5F3B32BB976D4AE2 / 2026-09 / Core 0.965
QSOR-0000120 | EXP-0032 | 6599.4714 | 0.96235 | 6351.0162 |  | 0 | 0% | 6351.0162 | -3.765% | PASS | PUBLISH | PRODUCTION | Engine RUN-5F3B32BB976D4AE2 / 2026-09 / Core 0.965
QSOR-0000121 | EXP-0032 | 11312.7043 | 0.96235 | 10886.8066 |  | 0 | 0% | 10886.8066 | -3.765% | PASS | PUBLISH | PRODUCTION | Engine RUN-5F3B32BB976D4AE2 / 2026-09 / Core 0.965
QSOR-0000122 | EXP-0033 | 14140.9409 | 0.96235 | 13608.5664 |  | 0 | 0% | 13608.5664 | -3.765% | PASS | PUBLISH | PRODUCTION | Engine RUN-5F3B32BB976D4AE2 / 2026-09 / Core 0.965
QSOR-0000123 | EXP-0033 | 23567.6044 | 0.96235 | 22680.3374 |  | 0 | 0% | 22680.3374 | -3.765% | PASS | PUBLISH | PRODUCTION | Engine RUN-5F3B32BB976D4AE2 / 2026-09 / Core 0.965
QSOR-0000124 | EXP-0033 | 42420.9317 | 0.96235 | 40823.8794 |  | 0 | 0% | 40823.8794 | -3.765% | PASS | PUBLISH | PRODUCTION | Engine RUN-5F3B32BB976D4AE2 / 2026-09 / Core 0.965
QSOR-0000125 | EXP-0033 | 89554.2494 | 0.96235 | 86182.7342 |  | 0 | 0% | 86182.7342 | -3.765% | PASS | PUBLISH | PRODUCTION | Engine RUN-5F3B32BB976D4AE2 / 2026-09 / Core 0.965
QSOR-0000126 | EXP-0033 | 160254.2258 | 0.96235 | 154221.0162 |  | 0 | 0% | 154221.0162 | -3.765% | PASS | PUBLISH | PRODUCTION | Engine RUN-5F3B32BB976D4AE2 / 2026-09 / Core 0.965
QSOR-0000127 | EXP-0034 | 16025.6984 | 0.96235 | 15422.367 |  | 0 | 0% | 15422.367 | -3.765% | PASS | PUBLISH | PRODUCTION | Engine RUN-5F3B32BB976D4AE2 / 2026-09 / Core 0.965
QSOR-0000128 | EXP-0034 | 26394.6557 | 0.96235 | 25400.9565 |  | 0 | 0% | 25400.9565 | -3.765% | PASS | PUBLISH | PRODUCTION | Engine RUN-5F3B32BB976D4AE2 / 2026-09 / Core 0.965
QSOR-0000129 | EXP-0034 | 47132.5711 | 0.96235 | 45358.1363 |  | 0 | 0% | 45358.1363 | -3.765% | PASS | PUBLISH | PRODUCTION | Engine RUN-5F3B32BB976D4AE2 / 2026-09 / Core 0.965
QSOR-0000130 | EXP-0034 | 98977.3589 | 0.96235 | 95251.0849 |  | 0 | 0% | 95251.0849 | -3.765% | PASS | PUBLISH | PRODUCTION | Engine RUN-5F3B32BB976D4AE2 / 2026-09 / Core 0.965
QSOR-0000131 | EXP-0035 | 15084.2324 | 0.96235 | 14516.3451 |  | 0 | 0% | 14516.3451 | -3.765% | PASS | PUBLISH | PRODUCTION | Engine RUN-5F3B32BB976D4AE2 / 2026-09 / Core 0.965
QSOR-0000132 | EXP-0035 | 28282.1083 | 0.96235 | 27217.3508 |  | 0 | 0% | 27217.3508 | -3.765% | PASS | PUBLISH | PRODUCTION | Engine RUN-5F3B32BB976D4AE2 / 2026-09 / Core 0.965
QSOR-0000133 | EXP-0035 | 51849.7437 | 0.96235 | 49897.718 |  | 0 | 0% | 49897.718 | -3.765% | PASS | PUBLISH | PRODUCTION | Engine RUN-5F3B32BB976D4AE2 / 2026-09 / Core 0.965
QSOR-0000134 | EXP-0035 | 113125.596 | 0.96235 | 108866.6729 |  | 0 | 0% | 108866.6729 | -3.765% | PASS | PUBLISH | PRODUCTION | Engine RUN-5F3B32BB976D4AE2 / 2026-09 / Core 0.965
QSOR-0000135 | EXP-0036 | 7543.2668 | 0.96235 | 7259.2798 |  | 0 | 0% | 7259.2798 | -3.765% | PASS | PUBLISH | PRODUCTION | Engine RUN-5F3B32BB976D4AE2 / 2026-09 / Core 0.965
QSOR-0000136 | EXP-0036 | 13200.0079 | 0.96235 | 12703.0574 |  | 0 | 0% | 12703.0574 | -3.765% | PASS | PUBLISH | PRODUCTION | Engine RUN-5F3B32BB976D4AE2 / 2026-09 / Core 0.965
QSOR-0000137 | EXP-0036 | 22627.9093 | 0.96235 | 21776.0197 |  | 0 | 0% | 21776.0197 | -3.765% | PASS | PUBLISH | PRODUCTION | Engine RUN-5F3B32BB976D4AE2 / 2026-09 / Core 0.965
QSOR-0000138 | EXP-0037 | 2357.7164 | 0.96235 | 2268.9537 |  | 0 | 0% | 2268.9537 | -3.765% | PASS | PUBLISH | PRODUCTION | Engine RUN-5F3B32BB976D4AE2 / 2026-09 / Core 0.965
QSOR-0000139 | EXP-0037 | 4714.4873 | 0.96235 | 4536.9975 |  | 0 | 0% | 4536.9975 | -3.765% | PASS | PUBLISH | PRODUCTION | Engine RUN-5F3B32BB976D4AE2 / 2026-09 / Core 0.965
QSOR-0000140 | EXP-0037 | 7542.6123 | 0.96235 | 7258.65 |  | 0 | 0% | 7258.65 | -3.765% | PASS | PUBLISH | PRODUCTION | Engine RUN-5F3B32BB976D4AE2 / 2026-09 / Core 0.965
QSOR-0000141 | EXP-0038 | 66856.9897 | 0.96235 | 64339.9751 |  | 0 | 0% | 64339.9751 | -3.765% | PASS | PUBLISH | PRODUCTION | Engine RUN-5F3B32BB976D4AE2 / 2026-09 / Core 0.965
QSOR-0000142 | EXP-0038 | 69247.9971 | 0.96235 | 66640.9664 |  | 0 | 0% | 66640.9664 | -3.765% | PASS | PUBLISH | PRODUCTION | Engine RUN-5F3B32BB976D4AE2 / 2026-09 / Core 0.965
QSOR-0000143 | EXP-0038 | 72185.6984 | 0.96235 | 69468.0699 |  | 0 | 0% | 69468.0699 | -3.765% | PASS | PUBLISH | PRODUCTION | Engine RUN-5F3B32BB976D4AE2 / 2026-09 / Core 0.965
QSOR-0000144 | EXP-0038 | 131118.858 | 0.96235 | 126182.5292 |  | 0 | 0% | 126182.5292 | -3.765% | PASS | PUBLISH | PRODUCTION | Engine RUN-5F3B32BB976D4AE2 / 2026-09 / Core 0.965
QSOR-0000145 | EXP-0038 | 134884.4183 | 0.96235 | 129806.3247 |  | 0 | 0% | 129806.3247 | -3.765% | PASS | PUBLISH | PRODUCTION | Engine RUN-5F3B32BB976D4AE2 / 2026-09 / Core 0.965
QSOR-0000146 | EXP-0038 | 148294.7032 | 0.96235 | 142711.7426 |  | 0 | 0% | 142711.7426 | -3.765% | PASS | PUBLISH | PRODUCTION | Engine RUN-5F3B32BB976D4AE2 / 2026-09 / Core 0.965
QSOR-0000147 | EXP-0038 | 194764.886 | 0.96235 | 187432.428 |  | 0 | 0% | 187432.428 | -3.765% | PASS | PUBLISH | PRODUCTION | Engine RUN-5F3B32BB976D4AE2 / 2026-09 / Core 0.965
QSOR-0000148 | EXP-0038 | 196778.8834 | 0.96235 | 189370.603 |  | 0 | 0% | 189370.603 | -3.765% | PASS | PUBLISH | PRODUCTION | Engine RUN-5F3B32BB976D4AE2 / 2026-09 / Core 0.965
QSOR-0000149 | EXP-0038 | 269350.8489 | 0.96235 | 259210.398 |  | 0 | 0% | 259210.398 | -3.765% | PASS | PUBLISH | PRODUCTION | Engine RUN-5F3B32BB976D4AE2 / 2026-09 / Core 0.965
QSOR-0000150 | EXP-0038 | 270808.3338 | 0.96235 | 260613.0118 |  | 0 | 0% | 260613.0118 | -3.765% | PASS | PUBLISH | PRODUCTION | Engine RUN-5F3B32BB976D4AE2 / 2026-09 / Core 0.965
QSOR-0000151 | EXP-0038 | 308753.2017 | 0.96235 | 297129.3411 |  | 0 | 0% | 297129.3411 | -3.765% | PASS | PUBLISH | PRODUCTION | Engine RUN-5F3B32BB976D4AE2 / 2026-09 / Core 0.965
QSOR-0000152 | EXP-0038 | 365989.8251 | 0.96235 | 352211.1351 |  | 0 | 0% | 352211.1351 | -3.765% | PASS | PUBLISH | PRODUCTION | Engine RUN-5F3B32BB976D4AE2 / 2026-09 / Core 0.965
QSOR-0000153 | EXP-0038 | 368436.3522 | 0.96235 | 354565.5559 |  | 0 | 0% | 354565.5559 | -3.765% | PASS | PUBLISH | PRODUCTION | Engine RUN-5F3B32BB976D4AE2 / 2026-09 / Core 0.965
QSOR-0000154 | EXP-0038 | 417136.66 | 0.96235 | 401432.4071 |  | 0 | 0% | 401432.4071 | -3.765% | PASS | PUBLISH | PRODUCTION | Engine RUN-5F3B32BB976D4AE2 / 2026-09 / Core 0.965
QSOR-0000155 | EXP-0038 | 417607.5186 | 0.96235 | 401885.5389 |  | 0 | 0% | 401885.5389 | -3.765% | PASS | PUBLISH | PRODUCTION | Engine RUN-5F3B32BB976D4AE2 / 2026-09 / Core 0.965
QSOR-0000156 | EXP-0038 | 429085.6179 | 0.96235 | 412931.5138 |  | 0 | 0% | 412931.5138 | -3.765% | PASS | PUBLISH | PRODUCTION | Engine RUN-5F3B32BB976D4AE2 / 2026-09 / Core 0.965
QSOR-0000157 | EXP-0038 | 432794.5008 | 0.96235 | 416500.7656 |  | 0 | 0% | 416500.7656 | -3.765% | PASS | PUBLISH | PRODUCTION | Engine RUN-5F3B32BB976D4AE2 / 2026-09 / Core 0.965
QSOR-0000158 | EXP-0039 | 1697.6368 | 0.96235 | 1633.7246 |  | 0 | 0% | 1633.7246 | -3.765% | PASS | PUBLISH | PRODUCTION | Engine RUN-5F3B32BB976D4AE2 / 2026-09 / Core 0.965
QSOR-0000159 | EXP-0039 | 2263.2004 | 0.96235 | 2177.9961 |  | 0 | 0% | 2177.9961 | -3.765% | PASS | PUBLISH | PRODUCTION | Engine RUN-5F3B32BB976D4AE2 / 2026-09 / Core 0.965
QSOR-0000160 | EXP-0039 | 3017.2855 | 0.96235 | 2903.6915 |  | 0 | 0% | 2903.6915 | -3.765% | PASS | PUBLISH | PRODUCTION | Engine RUN-5F3B32BB976D4AE2 / 2026-09 / Core 0.965
QSOR-0000161 | EXP-0039 | 4242.6736 | 0.96235 | 4082.9465 |  | 0 | 0% | 4082.9465 | -3.765% | PASS | PUBLISH | PRODUCTION | Engine RUN-5F3B32BB976D4AE2 / 2026-09 / Core 0.965
QSOR-0000162 | EXP-0039 | 6127.886 | 0.96235 | 5897.1849 |  | 0 | 0% | 5897.1849 | -3.765% | PASS | PUBLISH | PRODUCTION | Engine RUN-5F3B32BB976D4AE2 / 2026-09 / Core 0.965
QSOR-0000163 | EXP-0040 | 1697.8487 | 0.96235 | 1633.9285 |  | 0 | 0% | 1633.9285 | -3.765% | PASS | PUBLISH | PRODUCTION | Engine RUN-5F3B32BB976D4AE2 / 2026-09 / Core 0.965
QSOR-0000164 | EXP-0040 | 2452.0278 | 0.96235 | 2359.7145 |  | 0 | 0% | 2359.7145 | -3.765% | PASS | PUBLISH | PRODUCTION | Engine RUN-5F3B32BB976D4AE2 / 2026-09 / Core 0.965
QSOR-0000165 | EXP-0040 | 3677.5687 | 0.96235 | 3539.1166 |  | 0 | 0% | 3539.1166 | -3.765% | PASS | PUBLISH | PRODUCTION | Engine RUN-5F3B32BB976D4AE2 / 2026-09 / Core 0.965
QSOR-0000166 | EXP-0040 | 5845.8339 | 0.96235 | 5625.7514 |  | 0 | 0% | 5625.7514 | -3.765% | PASS | PUBLISH | PRODUCTION | Engine RUN-5F3B32BB976D4AE2 / 2026-09 / Core 0.965
QSOR-0000167 | EXP-0041 | 7542.4354 | 0.96235 | 7258.4798 |  | 0 | 0% | 7258.4798 | -3.765% | PASS | PUBLISH | PRODUCTION | Engine RUN-5F3B32BB976D4AE2 / 2026-09 / Core 0.965
QSOR-0000168 | EXP-0041 | 13198.5527 | 0.96235 | 12701.657 |  | 0 | 0% | 12701.657 | -3.765% | PASS | PUBLISH | PRODUCTION | Engine RUN-5F3B32BB976D4AE2 / 2026-09 / Core 0.965
QSOR-0000169 | EXP-0041 | 23568.1013 | 0.96235 | 22680.8155 |  | 0 | 0% | 22680.8155 | -3.765% | PASS | PUBLISH | PRODUCTION | Engine RUN-5F3B32BB976D4AE2 / 2026-09 / Core 0.965
QSOR-0000170 | EXP-0042 | 3300.182 | 0.96235 | 3175.9376 |  | 0 | 0% | 3175.9376 | -3.765% | PASS | PUBLISH | PRODUCTION | Engine RUN-5F3B32BB976D4AE2 / 2026-09 / Core 0.965
QSOR-0000171 | EXP-0042 | 5185.4599 | 0.96235 | 4990.2391 |  | 0 | 0% | 4990.2391 | -3.765% | PASS | PUBLISH | PRODUCTION | Engine RUN-5F3B32BB976D4AE2 / 2026-09 / Core 0.965
QSOR-0000172 | EXP-0042 | 8013.3766 | 0.96235 | 7711.6911 |  | 0 | 0% | 7711.6911 | -3.765% | PASS | PUBLISH | PRODUCTION | Engine RUN-5F3B32BB976D4AE2 / 2026-09 / Core 0.965
QSOR-0000173 | EXP-0043 | 8485.2279 | 0.96235 | 8165.7782 |  | 0 | 0% | 8165.7782 | -3.765% | PASS | PUBLISH | PRODUCTION | Engine RUN-5F3B32BB976D4AE2 / 2026-09 / Core 0.965
QSOR-0000174 | EXP-0043 | 12256.0199 | 0.96235 | 11794.6084 |  | 0 | 0% | 11794.6084 | -3.765% | PASS | PUBLISH | PRODUCTION | Engine RUN-5F3B32BB976D4AE2 / 2026-09 / Core 0.965
QSOR-0000175 | EXP-0043 | 16969.5098 | 0.96235 | 16330.6461 |  | 0 | 0% | 16330.6461 | -3.765% | PASS | PUBLISH | PRODUCTION | Engine RUN-5F3B32BB976D4AE2 / 2026-09 / Core 0.965
QSOR-0000176 | EXP-0043 | 26396.4898 | 0.96235 | 25402.7216 |  | 0 | 0% | 25402.7216 | -3.765% | PASS | PUBLISH | PRODUCTION | Engine RUN-5F3B32BB976D4AE2 / 2026-09 / Core 0.965
QSOR-0000177 | EXP-0044 | 1226.4815 | 0.96235 | 1180.3073 |  | 0 | 0% | 1180.3073 | -3.765% | PASS | PUBLISH | PRODUCTION | Engine RUN-5F3B32BB976D4AE2 / 2026-09 / Core 0.965
QSOR-0000178 | EXP-0044 | 1792.1134 | 0.96235 | 1724.6444 |  | 0 | 0% | 1724.6444 | -3.765% | PASS | PUBLISH | PRODUCTION | Engine RUN-5F3B32BB976D4AE2 / 2026-09 / Core 0.965
QSOR-0000179 | EXP-0044 | 2829.1052 | 0.96235 | 2722.5958 |  | 0 | 0% | 2722.5958 | -3.765% | PASS | PUBLISH | PRODUCTION | Engine RUN-5F3B32BB976D4AE2 / 2026-09 / Core 0.965
QSOR-0000180 | EXP-0045 | 849.449 | 0.96235 | 817.4691 |  | 0 | 0% | 817.4691 | -3.765% | PASS | PUBLISH | PRODUCTION | Engine RUN-5F3B32BB976D4AE2 / 2026-09 / Core 0.965
QSOR-0000181 | EXP-0045 | 1132.2833 | 0.96235 | 1089.6554 |  | 0 | 0% | 1089.6554 | -3.765% | PASS | PUBLISH | PRODUCTION | Engine RUN-5F3B32BB976D4AE2 / 2026-09 / Core 0.965
QSOR-0000182 | EXP-0045 | 1697.952 | 0.96235 | 1634.028 |  | 0 | 0% | 1634.028 | -3.765% | PASS | PUBLISH | PRODUCTION | Engine RUN-5F3B32BB976D4AE2 / 2026-09 / Core 0.965
QSOR-0000183 | EXP-0046 | 5656.6063 | 0.96235 | 5443.6478 |  | 0 | 0% | 5443.6478 | -3.765% | PASS | PUBLISH | PRODUCTION | Engine RUN-5F3B32BB976D4AE2 / 2026-09 / Core 0.965
QSOR-0000184 | EXP-0046 | 11312.2667 | 0.96235 | 10886.3854 |  | 0 | 0% | 10886.3854 | -3.765% | PASS | PUBLISH | PRODUCTION | Engine RUN-5F3B32BB976D4AE2 / 2026-09 / Core 0.965
QSOR-0000185 | EXP-0046 | 22623.5881 | 0.96235 | 21771.8611 |  | 0 | 0% | 21771.8611 | -3.765% | PASS | PUBLISH | PRODUCTION | Engine RUN-5F3B32BB976D4AE2 / 2026-09 / Core 0.965
QSOR-0000186 | EXP-0047 | 613.6877 | 0.96235 | 590.5838 |  | 0 | 0% | 590.5838 | -3.765% | PASS | PUBLISH | PRODUCTION | Engine RUN-5F3B32BB976D4AE2 / 2026-09 / Core 0.965
QSOR-0000187 | EXP-0047 | 943.626 | 0.96235 | 908.1006 |  | 0 | 0% | 908.1006 | -3.765% | PASS | PUBLISH | PRODUCTION | Engine RUN-5F3B32BB976D4AE2 / 2026-09 / Core 0.965
QSOR-0000188 | EXP-0047 | 1697.7704 | 0.96235 | 1633.8532 |  | 0 | 0% | 1633.8532 | -3.765% | PASS | PUBLISH | PRODUCTION | Engine RUN-5F3B32BB976D4AE2 / 2026-09 / Core 0.965
QSOR-0000189 | EXP-0048 | 849.4173 | 0.96235 | 817.4387 |  | 0 | 0% | 817.4387 | -3.765% | PASS | PUBLISH | PRODUCTION | Engine RUN-5F3B32BB976D4AE2 / 2026-09 / Core 0.965
QSOR-0000190 | EXP-0048 | 1415.0652 | 0.96235 | 1361.7912 |  | 0 | 0% | 1361.7912 | -3.765% | PASS | PUBLISH | PRODUCTION | Engine RUN-5F3B32BB976D4AE2 / 2026-09 / Core 0.965
QSOR-0000191 | EXP-0048 | 2640.6357 | 0.96235 | 2541.2218 |  | 0 | 0% | 2541.2218 | -3.765% | PASS | PUBLISH | PRODUCTION | Engine RUN-5F3B32BB976D4AE2 / 2026-09 / Core 0.965
QSOR-0000192 | EXP-0049 | 95.2091 | 0.96235 | 91.6247 |  | 0 | 0% | 91.6247 | -3.765% | PASS | PUBLISH | PRODUCTION | Engine RUN-5F3B32BB976D4AE2 / 2026-09 / Core 0.965
QSOR-0000193 | EXP-0049 | 170.62 | 0.96235 | 164.1966 |  | 0 | 0% | 164.1966 | -3.765% | PASS | PUBLISH | PRODUCTION | Engine RUN-5F3B32BB976D4AE2 / 2026-09 / Core 0.965
QSOR-0000194 | EXP-0049 | 283.7361 | 0.96235 | 273.0541 |  | 0 | 0% | 273.0541 | -3.765% | PASS | PUBLISH | PRODUCTION | Engine RUN-5F3B32BB976D4AE2 / 2026-09 / Core 0.965
QSOR-0000195 | EXP-0050 | 23566.8888 | 0.96235 | 22679.6487 |  | 0 | 0% | 22679.6487 | -3.765% | PASS | PUBLISH | PRODUCTION | Engine RUN-5F3B32BB976D4AE2 / 2026-09 / Core 0.965
QSOR-0000196 | EXP-0050 | 37706.4547 | 0.96235 | 36286.8919 |  | 0 | 0% | 36286.8919 | -3.765% | PASS | PUBLISH | PRODUCTION | Engine RUN-5F3B32BB976D4AE2 / 2026-09 / Core 0.965
QSOR-0000197 | EXP-0050 | 65985.5861 | 0.96235 | 63501.3778 |  | 0 | 0% | 63501.3778 | -3.765% | PASS | PUBLISH | PRODUCTION | Engine RUN-5F3B32BB976D4AE2 / 2026-09 / Core 0.965
QSOR-0000198 | EXP-0050 | 113117.4723 | 0.96235 | 108858.855 |  | 0 | 0% | 108858.855 | -3.765% | PASS | PUBLISH | PRODUCTION | Engine RUN-5F3B32BB976D4AE2 / 2026-09 / Core 0.965
QSOR-0000199 | EXP-0051 | 20739.7958 | 0.96235 | 19958.9894 |  | 0 | 0% | 19958.9894 | -3.765% | PASS | PUBLISH | PRODUCTION | Engine RUN-5F3B32BB976D4AE2 / 2026-09 / Core 0.965
QSOR-0000200 | EXP-0051 | 32994.5711 | 0.96235 | 31752.4 |  | 0 | 0% | 31752.4 | -3.765% | PASS | PUBLISH | PRODUCTION | Engine RUN-5F3B32BB976D4AE2 / 2026-09 / Core 0.965
QSOR-0000201 | EXP-0051 | 56561.4467 | 0.96235 | 54432.036 |  | 0 | 0% | 54432.036 | -3.765% | PASS | PUBLISH | PRODUCTION | Engine RUN-5F3B32BB976D4AE2 / 2026-09 / Core 0.965
QSOR-0000202 | EXP-0052 | 5657.2586 | 0.96235 | 5444.2756 |  | 0 | 0% | 5444.2756 | -3.765% | PASS | PUBLISH | PRODUCTION | Engine RUN-5F3B32BB976D4AE2 / 2026-09 / Core 0.965
QSOR-0000203 | EXP-0052 | 9428.134 | 0.96235 | 9073.1861 |  | 0 | 0% | 9073.1861 | -3.765% | PASS | PUBLISH | PRODUCTION | Engine RUN-5F3B32BB976D4AE2 / 2026-09 / Core 0.965
QSOR-0000204 | EXP-0053 | 16969.1609 | 0.96235 | 16330.3104 |  | 0 | 0% | 16330.3104 | -3.765% | PASS | PUBLISH | PRODUCTION | Engine RUN-5F3B32BB976D4AE2 / 2026-09 / Core 0.965
QSOR-0000205 | EXP-0053 | 26395.947 | 0.96235 | 25402.1992 |  | 0 | 0% | 25402.1992 | -3.765% | PASS | PUBLISH | PRODUCTION | Engine RUN-5F3B32BB976D4AE2 / 2026-09 / Core 0.965
QSOR-0000206 | EXP-0053 | 42421.4836 | 0.96235 | 40824.4106 |  | 0 | 0% | 40824.4106 | -3.765% | PASS | PUBLISH | PRODUCTION | Engine RUN-5F3B32BB976D4AE2 / 2026-09 / Core 0.965
QSOR-0000207 | EXP-0053 | 61275.0558 | 0.96235 | 58968.1884 |  | 0 | 0% | 58968.1884 | -3.765% | PASS | PUBLISH | PRODUCTION | Engine RUN-5F3B32BB976D4AE2 / 2026-09 / Core 0.965
QSOR-0000208 | EXP-0054 | 4714.7986 | 0.96235 | 4537.297 |  | 0 | 0% | 4537.297 | -3.765% | PASS | PUBLISH | PRODUCTION | Engine RUN-5F3B32BB976D4AE2 / 2026-09 / Core 0.965
QSOR-0000209 | EXP-0054 | 7543.11 | 0.96235 | 7259.129 |  | 0 | 0% | 7259.129 | -3.765% | PASS | PUBLISH | PRODUCTION | Engine RUN-5F3B32BB976D4AE2 / 2026-09 / Core 0.965
QSOR-0000210 | EXP-0055 | 7542.6252 | 0.96235 | 7258.6624 |  | 0 | 0% | 7258.6624 | -3.765% | PASS | PUBLISH | PRODUCTION | Engine RUN-5F3B32BB976D4AE2 / 2026-09 / Core 0.965
QSOR-0000211 | EXP-0055 | 14141.5949 | 0.96235 | 13609.1958 |  | 0 | 0% | 13609.1958 | -3.765% | PASS | PUBLISH | PRODUCTION | Engine RUN-5F3B32BB976D4AE2 / 2026-09 / Core 0.965
QSOR-0000212 | EXP-0055 | 23568.6943 | 0.96235 | 22681.3862 |  | 0 | 0% | 22681.3862 | -3.765% | PASS | PUBLISH | PRODUCTION | Engine RUN-5F3B32BB976D4AE2 / 2026-09 / Core 0.965
QSOR-0000213 | EXP-0056 | 4713.8749 | 0.96235 | 4536.4082 |  | 0 | 0% | 4536.4082 | -3.765% | PASS | PUBLISH | PRODUCTION | Engine RUN-5F3B32BB976D4AE2 / 2026-09 / Core 0.965
QSOR-0000214 | EXP-0056 | 8484.2182 | 0.96235 | 8164.8065 |  | 0 | 0% | 8164.8065 | -3.765% | PASS | PUBLISH | PRODUCTION | Engine RUN-5F3B32BB976D4AE2 / 2026-09 / Core 0.965
QSOR-0000215 | EXP-0057 | 425.143 | 0.96375 | 409.7296 |  | 0 | 0% | 409.7296 | -3.625% | PASS | PUBLISH | PRODUCTION | Engine RUN-5F3B32BB976D4AE2 / 2026-09 / Core 0.965
QSOR-0000216 | EXP-0057 | 613.6751 | 0.96375 | 591.4265 |  | 0 | 0% | 591.4265 | -3.625% | PASS | PUBLISH | PRODUCTION | Engine RUN-5F3B32BB976D4AE2 / 2026-09 / Core 0.965
QSOR-0000217 | EXP-0057 | 2074.7997 | 0.96375 | 1999.5785 |  | 0 | 0% | 1999.5785 | -3.625% | PASS | PUBLISH | PRODUCTION | Engine RUN-5F3B32BB976D4AE2 / 2026-09 / Core 0.965
QSOR-0000218 | EXP-0058 | 208.3475 | 0.96375 | 200.7939 |  | 0 | 0% | 200.7939 | -3.625% | PASS | PUBLISH | PRODUCTION | Engine RUN-5F3B32BB976D4AE2 / 2026-09 / Core 0.965
QSOR-0000219 | EXP-0058 | 283.7664 | 0.96375 | 273.4785 |  | 0 | 0% | 273.4785 | -3.625% | PASS | PUBLISH | PRODUCTION | Engine RUN-5F3B32BB976D4AE2 / 2026-09 / Core 0.965
QSOR-0000220 | EXP-0058 | 330.9031 | 0.96375 | 318.9063 |  | 0 | 0% | 318.9063 | -3.625% | PASS | PUBLISH | PRODUCTION | Engine RUN-5F3B32BB976D4AE2 / 2026-09 / Core 0.965
QSOR-0000221 | EXP-0059 | 425.1681 | 0.96375 | 409.7538 |  | 0 | 0% | 409.7538 | -3.625% | PASS | PUBLISH | PRODUCTION | Engine RUN-5F3B32BB976D4AE2 / 2026-09 / Core 0.965
QSOR-0000222 | EXP-0059 | 802.2546 | 0.96375 | 773.1692 |  | 0 | 0% | 773.1692 | -3.625% | PASS | PUBLISH | PRODUCTION | Engine RUN-5F3B32BB976D4AE2 / 2026-09 / Core 0.965
QSOR-0000223 | EXP-0059 | 1320.7486 | 0.96375 | 1272.8653 |  | 0 | 0% | 1272.8653 | -3.625% | PASS | PUBLISH | PRODUCTION | Engine RUN-5F3B32BB976D4AE2 / 2026-09 / Core 0.965
QSOR-0000224 | EXP-0060 | 613.6295 | 0.96375 | 591.3825 |  | 0 | 0% | 591.3825 | -3.625% | PASS | PUBLISH | PRODUCTION | Engine RUN-5F3B32BB976D4AE2 / 2026-09 / Core 0.965
QSOR-0000225 | EXP-0060 | 1509.0903 | 0.96375 | 1454.3787 |  | 0 | 0% | 1454.3787 | -3.625% | PASS | PUBLISH | PRODUCTION | Engine RUN-5F3B32BB976D4AE2 / 2026-09 / Core 0.965
QSOR-0000226 | EXP-0061 | 472.3004 | 0.96375 | 455.1773 |  | 0 | 0% | 455.1773 | -3.625% | PASS | PUBLISH | PRODUCTION | Engine RUN-5F3B32BB976D4AE2 / 2026-09 / Core 0.965
QSOR-0000227 | EXP-0061 | 707.9779 | 0.96375 | 682.3104 |  | 0 | 0% | 682.3104 | -3.625% | PASS | PUBLISH | PRODUCTION | Engine RUN-5F3B32BB976D4AE2 / 2026-09 / Core 0.965
QSOR-0000228 | EXP-0062 | 2829.2691 | 0.96375 | 2726.6949 |  | 0 | 0% | 2726.6949 | -3.625% | PASS | PUBLISH | PRODUCTION | Engine RUN-5F3B32BB976D4AE2 / 2026-09 / Core 0.965
QSOR-0000229 | EXP-0063 | 170.6302 | 0.96177 | 164.1065 |  | 0 | 0% | 164.1065 | -3.823% | PASS | PUBLISH | PRODUCTION | Engine RUN-5F3B32BB976D4AE2 / 2026-09 / Core 0.965
QSOR-0000230 | EXP-0063 | 208.3377 | 0.96177 | 200.3724 |  | 0 | 0% | 200.3724 | -3.823% | PASS | PUBLISH | PRODUCTION | Engine RUN-5F3B32BB976D4AE2 / 2026-09 / Core 0.965
QSOR-0000231 | EXP-0063 | 378.0227 | 0.96177 | 363.5698 |  | 0 | 0% | 363.5698 | -3.823% | PASS | PUBLISH | PRODUCTION | Engine RUN-5F3B32BB976D4AE2 / 2026-09 / Core 0.965
QSOR-0000232 | EXP-0064 | 142.3391 | 0.96235 | 136.9804 |  | 0 | 0% | 136.9804 | -3.765% | PASS | PUBLISH | PRODUCTION | Engine RUN-5F3B32BB976D4AE2 / 2026-09 / Core 0.965
QSOR-0000233 | EXP-0064 | 175.3309 | 0.96235 | 168.7301 |  | 0 | 0% | 168.7301 | -3.765% | PASS | PUBLISH | PRODUCTION | Engine RUN-5F3B32BB976D4AE2 / 2026-09 / Core 0.965
QSOR-0000234 | EXP-0064 | 198.8965 | 0.96235 | 191.4085 |  | 0 | 0% | 191.4085 | -3.765% | PASS | PUBLISH | PRODUCTION | Engine RUN-5F3B32BB976D4AE2 / 2026-09 / Core 0.965
QSOR-0000235 | EXP-0064 | 227.1753 | 0.96235 | 218.6227 |  | 0 | 0% | 218.6227 | -3.765% | PASS | PUBLISH | PRODUCTION | Engine RUN-5F3B32BB976D4AE2 / 2026-09 / Core 0.965
QSOR-0000236 | EXP-0064 | 302.5852 | 0.96235 | 291.1935 |  | 0 | 0% | 291.1935 | -3.765% | PASS | PUBLISH | PRODUCTION | Engine RUN-5F3B32BB976D4AE2 / 2026-09 / Core 0.965
QSOR-0000237 | EXP-0065 | 519.4316 | 0.96235 | 499.8761 |  | 0 | 0% | 499.8761 | -3.765% | PASS | PUBLISH | PRODUCTION | Engine RUN-5F3B32BB976D4AE2 / 2026-09 / Core 0.965
QSOR-0000238 | EXP-0065 | 896.5119 | 0.96235 | 862.7603 |  | 0 | 0% | 862.7603 | -3.765% | PASS | PUBLISH | PRODUCTION | Engine RUN-5F3B32BB976D4AE2 / 2026-09 / Core 0.965
QSOR-0000239 | EXP-0065 | 1226.4575 | 0.96235 | 1180.2841 |  | 0 | 0% | 1180.2841 | -3.765% | PASS | PUBLISH | PRODUCTION | Engine RUN-5F3B32BB976D4AE2 / 2026-09 / Core 0.965
QSOR-0000240 | EXP-0065 | 1556.4029 | 0.96235 | 1497.8078 |  | 0 | 0% | 1497.8078 | -3.765% | PASS | PUBLISH | PRODUCTION | Engine RUN-5F3B32BB976D4AE2 / 2026-09 / Core 0.965
QSOR-0000241 | EXP-0066 | 71.6402 | 0.96235 | 68.9431 |  | 0 | 0% | 68.9431 | -3.765% | PASS | PUBLISH | PRODUCTION | Engine RUN-5F3B32BB976D4AE2 / 2026-09 / Core 0.965
QSOR-0000242 | EXP-0066 | 81.0661 | 0.96235 | 78.0142 |  | 0 | 0% | 78.0142 | -3.765% | PASS | PUBLISH | PRODUCTION | Engine RUN-5F3B32BB976D4AE2 / 2026-09 / Core 0.965
QSOR-0000243 | EXP-0066 | 99.9181 | 0.96235 | 96.1564 |  | 0 | 0% | 96.1564 | -3.765% | PASS | PUBLISH | PRODUCTION | Engine RUN-5F3B32BB976D4AE2 / 2026-09 / Core 0.965
QSOR-0000244 | EXP-0067 | 2451.9088 | 0.96235 | 2359.6 |  | 0 | 0% | 2359.6 | -3.765% | PASS | PUBLISH | PRODUCTION | Engine RUN-5F3B32BB976D4AE2 / 2026-09 / Core 0.965
QSOR-0000245 | EXP-0067 | 3960.1939 | 0.96235 | 3811.1016 |  | 0 | 0% | 3811.1016 | -3.765% | PASS | PUBLISH | PRODUCTION | Engine RUN-5F3B32BB976D4AE2 / 2026-09 / Core 0.965
QSOR-0000246 | EXP-0067 | 6599.6928 | 0.96235 | 6351.2293 |  | 0 | 0% | 6351.2293 | -3.765% | PASS | PUBLISH | PRODUCTION | Engine RUN-5F3B32BB976D4AE2 / 2026-09 / Core 0.965
QSOR-0000247 | EXP-0068 | 1697.7636 | 0.96235 | 1633.8467 |  | 0 | 0% | 1633.8467 | -3.765% | PASS | PUBLISH | PRODUCTION | Engine RUN-5F3B32BB976D4AE2 / 2026-09 / Core 0.965
QSOR-0000248 | EXP-0068 | 2640.4402 | 0.96235 | 2541.0335 |  | 0 | 0% | 2541.0335 | -3.765% | PASS | PUBLISH | PRODUCTION | Engine RUN-5F3B32BB976D4AE2 / 2026-09 / Core 0.965
QSOR-0000249 | EXP-0068 | 3960.1878 | 0.96235 | 3811.0957 |  | 0 | 0% | 3811.0957 | -3.765% | PASS | PUBLISH | PRODUCTION | Engine RUN-5F3B32BB976D4AE2 / 2026-09 / Core 0.965
QSOR-0000250 | EXP-0069 | 660.8098 | 0.96235 | 635.9318 |  | 0 | 0% | 635.9318 | -3.765% | PASS | PUBLISH | PRODUCTION | Engine RUN-5F3B32BB976D4AE2 / 2026-09 / Core 0.965
QSOR-0000251 | EXP-0069 | 1414.9402 | 0.96235 | 1361.6709 |  | 0 | 0% | 1361.6709 | -3.765% | PASS | PUBLISH | PRODUCTION | Engine RUN-5F3B32BB976D4AE2 / 2026-09 / Core 0.965
QSOR-0000252 | EXP-0070 | 1132.1472 | 0.96235 | 1089.5244 |  | 0 | 0% | 1089.5244 | -3.765% | PASS | PUBLISH | PRODUCTION | Engine RUN-5F3B32BB976D4AE2 / 2026-09 / Core 0.965
QSOR-0000253 | EXP-0070 | 2074.815 | 0.96235 | 1996.7029 |  | 0 | 0% | 1996.7029 | -3.765% | PASS | PUBLISH | PRODUCTION | Engine RUN-5F3B32BB976D4AE2 / 2026-09 / Core 0.965
QSOR-0000254 | EXP-0071 | 472.2697 | 0.96235 | 454.4898 |  | 0 | 0% | 454.4898 | -3.765% | PASS | PUBLISH | PRODUCTION | Engine RUN-5F3B32BB976D4AE2 / 2026-09 / Core 0.965
QSOR-0000255 | EXP-0071 | 849.3288 | 0.96235 | 817.3534 |  | 0 | 0% | 817.3534 | -3.765% | PASS | PUBLISH | PRODUCTION | Engine RUN-5F3B32BB976D4AE2 / 2026-09 / Core 0.965
QSOR-0000256 | EXP-0072 | 200.4318 | 0.96235 | 192.886 |  | 0 | 0% | 192.886 | -3.765% | PASS | PUBLISH | PRODUCTION | Engine RUN-5F3B32BB976D4AE2 / 2026-09 / Core 0.965
QSOR-0000257 | EXP-0072 | 218.6752 | 0.96235 | 210.4426 |  | 0 | 0% | 210.4426 | -3.765% | PASS | PUBLISH | PRODUCTION | Engine RUN-5F3B32BB976D4AE2 / 2026-09 / Core 0.965
QSOR-0000258 | EXP-0073 | 4078.1215 | 0.96235 | 3924.5895 |  | 0 | 0% | 3924.5895 | -3.765% | PASS | PUBLISH | PRODUCTION | Engine RUN-5F3B32BB976D4AE2 / 2026-09 / Core 0.965
QSOR-0000259 | EXP-0073 | 5956.2752 | 0.96235 | 5732.0349 |  | 0 | 0% | 5732.0349 | -3.765% | PASS | PUBLISH | PRODUCTION | Engine RUN-5F3B32BB976D4AE2 / 2026-09 / Core 0.965
QSOR-0000260 | EXP-0073 | 6367.132 | 0.96235 | 6127.4238 |  | 0 | 0% | 6127.4238 | -3.765% | PASS | PUBLISH | PRODUCTION | Engine RUN-5F3B32BB976D4AE2 / 2026-09 / Core 0.965
QSOR-0000261 | EXP-0073 | 7180.1801 | 0.96235 | 6909.8625 |  | 0 | 0% | 6909.8625 | -3.765% | PASS | PUBLISH | PRODUCTION | Engine RUN-5F3B32BB976D4AE2 / 2026-09 / Core 0.965
QSOR-0000262 | EXP-0073 | 7393.1422 | 0.96235 | 7114.8071 |  | 0 | 0% | 7114.8071 | -3.765% | PASS | PUBLISH | PRODUCTION | Engine RUN-5F3B32BB976D4AE2 / 2026-09 / Core 0.965
QSOR-0000263 | EXP-0073 | 7905.2744 | 0.96235 | 7607.6587 |  | 0 | 0% | 7607.6587 | -3.765% | PASS | PUBLISH | PRODUCTION | Engine RUN-5F3B32BB976D4AE2 / 2026-09 / Core 0.965
QSOR-0000264 | EXP-0073 | 8435.0196 | 0.96235 | 8117.4601 |  | 0 | 0% | 8117.4601 | -3.765% | PASS | PUBLISH | PRODUCTION | Engine RUN-5F3B32BB976D4AE2 / 2026-09 / Core 0.965
QSOR-0000265 | EXP-0073 | 9265.4456 | 0.96235 | 8916.6225 |  | 0 | 0% | 8916.6225 | -3.765% | PASS | PUBLISH | PRODUCTION | Engine RUN-5F3B32BB976D4AE2 / 2026-09 / Core 0.965
QSOR-0000266 | EXP-0073 | 15329.3081 | 0.96235 | 14752.1943 |  | 0 | 0% | 14752.1943 | -3.765% | PASS | PUBLISH | PRODUCTION | Engine RUN-5F3B32BB976D4AE2 / 2026-09 / Core 0.965
QSOR-0000267 | EXP-0073 | 19945.1577 | 0.96235 | 19194.2676 |  | 0 | 0% | 19194.2676 | -3.765% | PASS | PUBLISH | PRODUCTION | Engine RUN-5F3B32BB976D4AE2 / 2026-09 / Core 0.965
QSOR-0000268 | EXP-0073 | 23858.2999 | 0.96235 | 22960.0888 |  | 0 | 0% | 22960.0888 | -3.765% | PASS | PUBLISH | PRODUCTION | Engine RUN-5F3B32BB976D4AE2 / 2026-09 / Core 0.965
QSOR-0000269 | EXP-0073 | 29754.7229 | 0.96235 | 28634.5248 |  | 0 | 0% | 28634.5248 | -3.765% | PASS | PUBLISH | PRODUCTION | Engine RUN-5F3B32BB976D4AE2 / 2026-09 / Core 0.965
QSOR-0000270 | EXP-0074 | 2083.0588 | 0.96235 | 2004.6364 |  | 0 | 0% | 2004.6364 | -3.765% | PASS | PUBLISH | PRODUCTION | Engine RUN-5F3B32BB976D4AE2 / 2026-09 / Core 0.965
QSOR-0000271 | EXP-0074 | 2488.6705 | 0.96235 | 2394.9776 |  | 0 | 0% | 2394.9776 | -3.765% | PASS | PUBLISH | PRODUCTION | Engine RUN-5F3B32BB976D4AE2 / 2026-09 / Core 0.965
QSOR-0000272 | EXP-0074 | 2903.5279 | 0.96235 | 2794.2166 |  | 0 | 0% | 2794.2166 | -3.765% | PASS | PUBLISH | PRODUCTION | Engine RUN-5F3B32BB976D4AE2 / 2026-09 / Core 0.965
QSOR-0000273 | EXP-0074 | 4021.7318 | 0.96235 | 3870.3226 |  | 0 | 0% | 3870.3226 | -3.765% | PASS | PUBLISH | PRODUCTION | Engine RUN-5F3B32BB976D4AE2 / 2026-09 / Core 0.965
QSOR-0000274 | EXP-0074 | 6293.8219 | 0.96235 | 6056.8738 |  | 0 | 0% | 6056.8738 | -3.765% | PASS | PUBLISH | PRODUCTION | Engine RUN-5F3B32BB976D4AE2 / 2026-09 / Core 0.965
QSOR-0000275 | EXP-0074 | 8662.8812 | 0.96235 | 8336.7433 |  | 0 | 0% | 8336.7433 | -3.765% | PASS | PUBLISH | PRODUCTION | Engine RUN-5F3B32BB976D4AE2 / 2026-09 / Core 0.965
QSOR-0000276 | EXP-0074 | 14037.3413 | 0.96235 | 13508.8671 |  | 0 | 0% | 13508.8671 | -3.765% | PASS | PUBLISH | PRODUCTION | Engine RUN-5F3B32BB976D4AE2 / 2026-09 / Core 0.965
QSOR-0000277 | EXP-0074 | 24442.8183 | 0.96235 | 23522.6014 |  | 0 | 0% | 23522.6014 | -3.765% | PASS | PUBLISH | PRODUCTION | Engine RUN-5F3B32BB976D4AE2 / 2026-09 / Core 0.965
QSOR-0000278 | EXP-0075 | 251.3712 | 0.96235 | 241.9077 |  | 0 | 0% | 241.9077 | -3.765% | PASS | PUBLISH | PRODUCTION | Engine RUN-5F3B32BB976D4AE2 / 2026-09 / Core 0.965
QSOR-0000279 | EXP-0075 | 325.5258 | 0.96235 | 313.2705 |  | 0 | 0% | 313.2705 | -3.765% | PASS | PUBLISH | PRODUCTION | Engine RUN-5F3B32BB976D4AE2 / 2026-09 / Core 0.965
QSOR-0000280 | EXP-0075 | 398.4922 | 0.96235 | 383.4899 |  | 0 | 0% | 383.4899 | -3.765% | PASS | PUBLISH | PRODUCTION | Engine RUN-5F3B32BB976D4AE2 / 2026-09 / Core 0.965
QSOR-0000281 | EXP-0075 | 504.251 | 0.96235 | 485.2671 |  | 0 | 0% | 485.2671 | -3.765% | PASS | PUBLISH | PRODUCTION | Engine RUN-5F3B32BB976D4AE2 / 2026-09 / Core 0.965
QSOR-0000282 | EXP-0076 | 404.0441 | 0.96235 | 388.8328 |  | 0 | 0% | 388.8328 | -3.765% | PASS | PUBLISH | PRODUCTION | Engine RUN-5F3B32BB976D4AE2 / 2026-09 / Core 0.965
QSOR-0000283 | EXP-0076 | 543.7083 | 0.96235 | 523.2389 |  | 0 | 0% | 523.2389 | -3.765% | PASS | PUBLISH | PRODUCTION | Engine RUN-5F3B32BB976D4AE2 / 2026-09 / Core 0.965
QSOR-0000284 | EXP-0076 | 685.4402 | 0.96235 | 659.6349 |  | 0 | 0% | 659.6349 | -3.765% | PASS | PUBLISH | PRODUCTION | Engine RUN-5F3B32BB976D4AE2 / 2026-09 / Core 0.965
QSOR-0000285 | EXP-0076 | 867.6527 | 0.96235 | 834.9875 |  | 0 | 0% | 834.9875 | -3.765% | PASS | PUBLISH | PRODUCTION | Engine RUN-5F3B32BB976D4AE2 / 2026-09 / Core 0.965
QSOR-0000286 | EXP-0077 | 1088.3546 | 0.96235 | 1047.3805 |  | 0 | 0% | 1047.3805 | -3.765% | PASS | PUBLISH | PRODUCTION | Engine RUN-5F3B32BB976D4AE2 / 2026-09 / Core 0.965
QSOR-0000287 | EXP-0077 | 1945.4509 | 0.96235 | 1872.2091 |  | 0 | 0% | 1872.2091 | -3.765% | PASS | PUBLISH | PRODUCTION | Engine RUN-5F3B32BB976D4AE2 / 2026-09 / Core 0.965
QSOR-0000288 | EXP-0077 | 399.6545 | 0.96235 | 384.6084 |  | 0 | 0% | 384.6084 | -3.765% | PASS | PUBLISH | PRODUCTION | Engine RUN-5F3B32BB976D4AE2 / 2026-09 / Core 0.965
QSOR-0000289 | EXP-0077 | 446.5509 | 0.96235 | 429.7393 |  | 0 | 0% | 429.7393 | -3.765% | PASS | PUBLISH | PRODUCTION | Engine RUN-5F3B32BB976D4AE2 / 2026-09 / Core 0.965
QSOR-0000290 | EXP-0077 | 560.0072 | 0.96235 | 538.9242 |  | 0 | 0% | 538.9242 | -3.765% | PASS | PUBLISH | PRODUCTION | Engine RUN-5F3B32BB976D4AE2 / 2026-09 / Core 0.965
QSOR-0000291 | EXP-0077 | 891.1201 | 0.96235 | 857.5715 |  | 0 | 0% | 857.5715 | -3.765% | PASS | PUBLISH | PRODUCTION | Engine RUN-5F3B32BB976D4AE2 / 2026-09 / Core 0.965
QSOR-0000292 | EXP-0077 | 1210.7655 | 0.96235 | 1165.1829 |  | 0 | 0% | 1165.1829 | -3.765% | PASS | PUBLISH | PRODUCTION | Engine RUN-5F3B32BB976D4AE2 / 2026-09 / Core 0.965
QSOR-0000293 | EXP-0077 | 176.7991 | 0.96235 | 170.143 |  | 0 | 0% | 170.143 | -3.765% | PASS | PUBLISH | PRODUCTION | Engine RUN-5F3B32BB976D4AE2 / 2026-09 / Core 0.965
QSOR-0000294 | EXP-0077 | 51.3222 | 0.96235 | 49.3901 |  | 0 | 0% | 49.3901 | -3.765% | PASS | PUBLISH | PRODUCTION | Engine RUN-5F3B32BB976D4AE2 / 2026-09 / Core 0.965
QSOR-0000295 | EXP-0078 | 2268.5118 | 0.96235 | 2183.1075 |  | 0 | 0% | 2183.1075 | -3.765% | PASS | PUBLISH | PRODUCTION | Engine RUN-5F3B32BB976D4AE2 / 2026-09 / Core 0.965
QSOR-0000296 | EXP-0078 | 2508.0042 | 0.96235 | 2413.5835 |  | 0 | 0% | 2413.5835 | -3.765% | PASS | PUBLISH | PRODUCTION | Engine RUN-5F3B32BB976D4AE2 / 2026-09 / Core 0.965
QSOR-0000297 | EXP-0078 | 2811.3752 | 0.96235 | 2705.5332 |  | 0 | 0% | 2705.5332 | -3.765% | PASS | PUBLISH | PRODUCTION | Engine RUN-5F3B32BB976D4AE2 / 2026-09 / Core 0.965
QSOR-0000298 | EXP-0078 | 3278.4487 | 0.96235 | 3155.0225 |  | 0 | 0% | 3155.0225 | -3.765% | PASS | PUBLISH | PRODUCTION | Engine RUN-5F3B32BB976D4AE2 / 2026-09 / Core 0.965
QSOR-0000299 | EXP-0078 | 3603.7525 | 0.96235 | 3468.0794 |  | 0 | 0% | 3468.0794 | -3.765% | PASS | PUBLISH | PRODUCTION | Engine RUN-5F3B32BB976D4AE2 / 2026-09 / Core 0.965
QSOR-0000300 | EXP-0078 | 4063.1698 | 0.96235 | 3910.2006 |  | 0 | 0% | 3910.2006 | -3.765% | PASS | PUBLISH | PRODUCTION | Engine RUN-5F3B32BB976D4AE2 / 2026-09 / Core 0.965
QSOR-0000301 | EXP-0078 | 4770.017 | 0.96235 | 4590.4367 |  | 0 | 0% | 4590.4367 | -3.765% | PASS | PUBLISH | PRODUCTION | Engine RUN-5F3B32BB976D4AE2 / 2026-09 / Core 0.965
QSOR-0000302 | EXP-0078 | 5590.5111 | 0.96235 | 5380.041 |  | 0 | 0% | 5380.041 | -3.765% | PASS | PUBLISH | PRODUCTION | Engine RUN-5F3B32BB976D4AE2 / 2026-09 / Core 0.965
QSOR-0000303 | EXP-0078 | 6751.4431 | 0.96235 | 6497.2666 |  | 0 | 0% | 6497.2666 | -3.765% | PASS | PUBLISH | PRODUCTION | Engine RUN-5F3B32BB976D4AE2 / 2026-09 / Core 0.965
QSOR-0000304 | EXP-0078 | 7757.8391 | 0.96235 | 7465.774 |  | 0 | 0% | 7465.774 | -3.765% | PASS | PUBLISH | PRODUCTION | Engine RUN-5F3B32BB976D4AE2 / 2026-09 / Core 0.965
QSOR-0000305 | EXP-0078 | 9048.4466 | 0.96235 | 8707.7931 |  | 0 | 0% | 8707.7931 | -3.765% | PASS | PUBLISH | PRODUCTION | Engine RUN-5F3B32BB976D4AE2 / 2026-09 / Core 0.965
QSOR-0000306 | EXP-0078 | 10181.1814 | 0.96235 | 9797.8829 |  | 0 | 0% | 9797.8829 | -3.765% | PASS | PUBLISH | PRODUCTION | Engine RUN-5F3B32BB976D4AE2 / 2026-09 / Core 0.965
QSOR-0000307 | EXP-0079 | 566.6158 | 0.96235 | 545.284 |  | 0 | 0% | 545.284 | -3.765% | PASS | PUBLISH | PRODUCTION | Engine RUN-5F3B32BB976D4AE2 / 2026-09 / Core 0.965
QSOR-0000308 | EXP-0079 | 986.1543 | 0.96235 | 949.0278 |  | 0 | 0% | 949.0278 | -3.765% | PASS | PUBLISH | PRODUCTION | Engine RUN-5F3B32BB976D4AE2 / 2026-09 / Core 0.965
QSOR-0000309 | EXP-0079 | 1666.844 | 0.96235 | 1604.0911 |  | 0 | 0% | 1604.0911 | -3.765% | PASS | PUBLISH | PRODUCTION | Engine RUN-5F3B32BB976D4AE2 / 2026-09 / Core 0.965
QSOR-0000310 | EXP-0079 | 1844.0872 | 0.96235 | 1774.6615 |  | 0 | 0% | 1774.6615 | -3.765% | PASS | PUBLISH | PRODUCTION | Engine RUN-5F3B32BB976D4AE2 / 2026-09 / Core 0.965
QSOR-0000311 | EXP-0079 | 1978.9052 | 0.96235 | 1904.4039 |  | 0 | 0% | 1904.4039 | -3.765% | PASS | PUBLISH | PRODUCTION | Engine RUN-5F3B32BB976D4AE2 / 2026-09 / Core 0.965
QSOR-0000312 | EXP-0079 | 2216.4868 | 0.96235 | 2133.0411 |  | 0 | 0% | 2133.0411 | -3.765% | PASS | PUBLISH | PRODUCTION | Engine RUN-5F3B32BB976D4AE2 / 2026-09 / Core 0.965
QSOR-0000313 | EXP-0080 | 1132.1484 | 0.96235 | 1089.5255 |  | 0 | 0% | 1089.5255 | -3.765% | PASS | PUBLISH | PRODUCTION | Engine RUN-5F3B32BB976D4AE2 / 2026-09 / Core 0.965
QSOR-0000314 | EXP-0080 | 1744.8831 | 0.96235 | 1679.1922 |  | 0 | 0% | 1679.1922 | -3.765% | PASS | PUBLISH | PRODUCTION | Engine RUN-5F3B32BB976D4AE2 / 2026-09 / Core 0.965
QSOR-0000315 | EXP-0080 | 3017.486 | 0.96235 | 2903.8845 |  | 0 | 0% | 2903.8845 | -3.765% | PASS | PUBLISH | PRODUCTION | Engine RUN-5F3B32BB976D4AE2 / 2026-09 / Core 0.965
QSOR-0000316 | EXP-0080 | 5279.8915 | 0.96235 | 5081.1155 |  | 0 | 0% | 5081.1155 | -3.765% | PASS | PUBLISH | PRODUCTION | Engine RUN-5F3B32BB976D4AE2 / 2026-09 / Core 0.965
QSOR-0000317 | EXP-0080 | 7542.2968 | 0.96235 | 7258.3464 |  | 0 | 0% | 7258.3464 | -3.765% | PASS | PUBLISH | PRODUCTION | Engine RUN-5F3B32BB976D4AE2 / 2026-09 / Core 0.965
QSOR-0000318 | EXP-0081 | 613.655 | 0.96235 | 590.5522 |  | 0 | 0% | 590.5522 | -3.765% | PASS | PUBLISH | PRODUCTION | Engine RUN-5F3B32BB976D4AE2 / 2026-09 / Core 0.965
QSOR-0000319 | EXP-0081 | 802.1809 | 0.96235 | 771.9806 |  | 0 | 0% | 771.9806 | -3.765% | PASS | PUBLISH | PRODUCTION | Engine RUN-5F3B32BB976D4AE2 / 2026-09 / Core 0.965
QSOR-0000320 | EXP-0081 | 1037.8384 | 0.96235 | 998.7661 |  | 0 | 0% | 998.7661 | -3.765% | PASS | PUBLISH | PRODUCTION | Engine RUN-5F3B32BB976D4AE2 / 2026-09 / Core 0.965
QSOR-0000321 | EXP-0081 | 1509.1532 | 0.96235 | 1452.337 |  | 0 | 0% | 1452.337 | -3.765% | PASS | PUBLISH | PRODUCTION | Engine RUN-5F3B32BB976D4AE2 / 2026-09 / Core 0.965
QSOR-0000322 | EXP-0081 | 2734.5717 | 0.96235 | 2631.6213 |  | 0 | 0% | 2631.6213 | -3.765% | PASS | PUBLISH | PRODUCTION | Engine RUN-5F3B32BB976D4AE2 / 2026-09 / Core 0.965
QSOR-0000323 | EXP-0082 | 425.1962 | 0.96235 | 409.1886 |  | 0 | 0% | 409.1886 | -3.765% | PASS | PUBLISH | PRODUCTION | Engine RUN-5F3B32BB976D4AE2 / 2026-09 / Core 0.965
QSOR-0000324 | EXP-0082 | 613.7518 | 0.96235 | 590.6455 |  | 0 | 0% | 590.6455 | -3.765% | PASS | PUBLISH | PRODUCTION | Engine RUN-5F3B32BB976D4AE2 / 2026-09 / Core 0.965
QSOR-0000325 | EXP-0082 | 2357.893 | 0.96235 | 2269.1236 |  | 0 | 0% | 2269.1236 | -3.765% | PASS | PUBLISH | PRODUCTION | Engine RUN-5F3B32BB976D4AE2 / 2026-09 / Core 0.965
QSOR-0000326 | EXP-0082 | 4714.8401 | 0.96235 | 4537.337 |  | 0 | 0% | 4537.337 | -3.765% | PASS | PUBLISH | PRODUCTION | Engine RUN-5F3B32BB976D4AE2 / 2026-09 / Core 0.965
QSOR-0000327 | EXP-0082 | 3017.838 | 0.96235 | 2904.2232 |  | 0 | 0% | 2904.2232 | -3.765% | PASS | PUBLISH | PRODUCTION | Engine RUN-5F3B32BB976D4AE2 / 2026-09 / Core 0.965
QSOR-0000328 | EXP-0082 | 4903.3959 | 0.96235 | 4718.7941 |  | 0 | 0% | 4718.7941 | -3.765% | PASS | PUBLISH | PRODUCTION | Engine RUN-5F3B32BB976D4AE2 / 2026-09 / Core 0.965
QSOR-0000329 | EXP-0083 | 5657.2694 | 0.96235 | 5444.286 |  | 0 | 0% | 5444.286 | -3.765% | PASS | PUBLISH | PRODUCTION | Engine RUN-5F3B32BB976D4AE2 / 2026-09 / Core 0.965
QSOR-0000330 | EXP-0083 | 9428.1518 | 0.96235 | 9073.2032 |  | 0 | 0% | 9073.2032 | -3.765% | PASS | PUBLISH | PRODUCTION | Engine RUN-5F3B32BB976D4AE2 / 2026-09 / Core 0.965
QSOR-0000331 | EXP-0083 | 16969.917 | 0.96235 | 16331.038 |  | 0 | 0% | 16331.038 | -3.765% | PASS | PUBLISH | PRODUCTION | Engine RUN-5F3B32BB976D4AE2 / 2026-09 / Core 0.965
QSOR-0000332 | EXP-0083 | 28282.5644 | 0.96235 | 27217.7897 |  | 0 | 0% | 27217.7897 | -3.765% | PASS | PUBLISH | PRODUCTION | Engine RUN-5F3B32BB976D4AE2 / 2026-09 / Core 0.965
QSOR-0000333 | EXP-0084 | 1414.9406 | 0.96235 | 1361.6713 |  | 0 | 0% | 1361.6713 | -3.765% | PASS | PUBLISH | PRODUCTION | Engine RUN-5F3B32BB976D4AE2 / 2026-09 / Core 0.965
QSOR-0000334 | EXP-0084 | 2357.6042 | 0.96235 | 2268.8457 |  | 0 | 0% | 2268.8457 | -3.765% | PASS | PUBLISH | PRODUCTION | Engine RUN-5F3B32BB976D4AE2 / 2026-09 / Core 0.965
QSOR-0000335 | EXP-0084 | 3771.5992 | 0.96235 | 3629.607 |  | 0 | 0% | 3629.607 | -3.765% | PASS | PUBLISH | PRODUCTION | Engine RUN-5F3B32BB976D4AE2 / 2026-09 / Core 0.965
QSOR-0000336 | EXP-0085 | 2829.0261 | 0.96235 | 2722.5196 |  | 0 | 0% | 2722.5196 | -3.765% | PASS | PUBLISH | PRODUCTION | Engine RUN-5F3B32BB976D4AE2 / 2026-09 / Core 0.965
QSOR-0000337 | EXP-0085 | 4714.413 | 0.96235 | 4536.926 |  | 0 | 0% | 4536.926 | -3.765% | PASS | PUBLISH | PRODUCTION | Engine RUN-5F3B32BB976D4AE2 / 2026-09 / Core 0.965
QSOR-0000338 | EXP-0085 | 7542.4933 | 0.96235 | 7258.5355 |  | 0 | 0% | 7258.5355 | -3.765% | PASS | PUBLISH | PRODUCTION | Engine RUN-5F3B32BB976D4AE2 / 2026-09 / Core 0.965
QSOR-0000339 | EXP-0086 | 660.8577 | 0.96235 | 635.9779 |  | 0 | 0% | 635.9779 | -3.765% | PASS | PUBLISH | PRODUCTION | Engine RUN-5F3B32BB976D4AE2 / 2026-09 / Core 0.965
QSOR-0000340 | EXP-0086 | 1132.2233 | 0.96235 | 1089.5977 |  | 0 | 0% | 1089.5977 | -3.765% | PASS | PUBLISH | PRODUCTION | Engine RUN-5F3B32BB976D4AE2 / 2026-09 / Core 0.965
QSOR-0000341 | EXP-0087 | 142.3549 | 0.96235 | 136.9956 |  | 0 | 0% | 136.9956 | -3.765% | PASS | PUBLISH | PRODUCTION | Engine RUN-5F3B32BB976D4AE2 / 2026-09 / Core 0.965
QSOR-0000342 | EXP-0087 | 472.3098 | 0.96235 | 454.5284 |  | 0 | 0% | 454.5284 | -3.765% | PASS | PUBLISH | PRODUCTION | Engine RUN-5F3B32BB976D4AE2 / 2026-09 / Core 0.965
QSOR-0000343 | EXP-0088 | 1886.437 | 0.96235 | 1815.4169 |  | 0 | 0% | 1815.4169 | -3.765% | PASS | PUBLISH | PRODUCTION | Engine RUN-5F3B32BB976D4AE2 / 2026-09 / Core 0.965
QSOR-0000344 | EXP-0089 | 5656.9614 | 0.96235 | 5443.9896 |  | 0 | 0% | 5443.9896 | -3.765% | PASS | PUBLISH | PRODUCTION | Engine RUN-5F3B32BB976D4AE2 / 2026-09 / Core 0.965
QSOR-0000345 | EXP-0089 | 11312.9771 | 0.96235 | 10887.0691 |  | 0 | 0% | 10887.0691 | -3.765% | PASS | PUBLISH | PRODUCTION | Engine RUN-5F3B32BB976D4AE2 / 2026-09 / Core 0.965
QSOR-0000346 | EXP-0089 | 18854.3314 | 0.96235 | 18144.5084 |  | 0 | 0% | 18144.5084 | -3.765% | PASS | PUBLISH | PRODUCTION | Engine RUN-5F3B32BB976D4AE2 / 2026-09 / Core 0.965
QSOR-0000347 | EXP-0090 | 1886.2481 | 0.96235 | 1815.2351 |  | 0 | 0% | 1815.2351 | -3.765% | PASS | PUBLISH | PRODUCTION | Engine RUN-5F3B32BB976D4AE2 / 2026-09 / Core 0.965
QSOR-0000348 | EXP-0090 | 3300.225 | 0.96235 | 3175.979 |  | 0 | 0% | 3175.979 | -3.765% | PASS | PUBLISH | PRODUCTION | Engine RUN-5F3B32BB976D4AE2 / 2026-09 / Core 0.965
QSOR-0000349 | EXP-0091 | 943.6209 | 0.96235 | 908.0957 |  | 0 | 0% | 908.0957 | -3.765% | PASS | PUBLISH | PRODUCTION | Engine RUN-5F3B32BB976D4AE2 / 2026-09 / Core 0.965
QSOR-0000350 | EXP-0091 | 1886.2961 | 0.96235 | 1815.2814 |  | 0 | 0% | 1815.2814 | -3.765% | PASS | PUBLISH | PRODUCTION | Engine RUN-5F3B32BB976D4AE2 / 2026-09 / Core 0.965
QSOR-0000351 | EXP-0092 | 1886.2615 | 0.96235 | 1815.2481 |  | 0 | 0% | 1815.2481 | -3.765% | PASS | PUBLISH | PRODUCTION | Engine RUN-5F3B32BB976D4AE2 / 2026-09 / Core 0.965
QSOR-0000352 | EXP-0092 | 3771.5777 | 0.96235 | 3629.5863 |  | 0 | 0% | 3629.5863 | -3.765% | PASS | PUBLISH | PRODUCTION | Engine RUN-5F3B32BB976D4AE2 / 2026-09 / Core 0.965
QSOR-0000353 | EXP-0093 | 236.6277 | 0.96235 | 227.7192 |  | 0 | 0% | 227.7192 | -3.765% | PASS | PUBLISH | PRODUCTION | Engine RUN-5F3B32BB976D4AE2 / 2026-09 / Core 0.965
QSOR-0000354 | EXP-0093 | 566.5826 | 0.96235 | 545.252 |  | 0 | 0% | 545.252 | -3.765% | PASS | PUBLISH | PRODUCTION | Engine RUN-5F3B32BB976D4AE2 / 2026-09 / Core 0.965
QSOR-0000355 | EXP-0094 | 1886.3884 | 0.96235 | 1815.3702 |  | 0 | 0% | 1815.3702 | -3.765% | PASS | PUBLISH | PRODUCTION | Engine RUN-5F3B32BB976D4AE2 / 2026-09 / Core 0.965
QSOR-0000356 | EXP-0094 | 3300.4705 | 0.96235 | 3176.2152 |  | 0 | 0% | 3176.2152 | -3.765% | PASS | PUBLISH | PRODUCTION | Engine RUN-5F3B32BB976D4AE2 / 2026-09 / Core 0.965
QSOR-0000357 | EXP-0094 | 5657.2742 | 0.96235 | 5444.2906 |  | 0 | 0% | 5444.2906 | -3.765% | PASS | PUBLISH | PRODUCTION | Engine RUN-5F3B32BB976D4AE2 / 2026-09 / Core 0.965
QSOR-0000358 | EXP-0095 | 1414.8924 | 0.96235 | 1361.6249 |  | 0 | 0% | 1361.6249 | -3.765% | PASS | PUBLISH | PRODUCTION | Engine RUN-5F3B32BB976D4AE2 / 2026-09 / Core 0.965
QSOR-0000359 | EXP-0095 | 2828.8394 | 0.96235 | 2722.34 |  | 0 | 0% | 2722.34 | -3.765% | PASS | PUBLISH | PRODUCTION | Engine RUN-5F3B32BB976D4AE2 / 2026-09 / Core 0.965
QSOR-0000360 | EXP-0096 | 1886.4549 | 0.96235 | 1815.4341 |  | 0 | 0% | 1815.4341 | -3.765% | PASS | PUBLISH | PRODUCTION | Engine RUN-5F3B32BB976D4AE2 / 2026-09 / Core 0.965
QSOR-0000361 | EXP-0096 | 3771.9645 | 0.96235 | 3629.9586 |  | 0 | 0% | 3629.9586 | -3.765% | PASS | PUBLISH | PRODUCTION | Engine RUN-5F3B32BB976D4AE2 / 2026-09 / Core 0.965
QSOR-0000362 | EXP-0097 | 472.3158 | 0.96235 | 454.5341 |  | 0 | 0% | 454.5341 | -3.765% | PASS | PUBLISH | PRODUCTION | Engine RUN-5F3B32BB976D4AE2 / 2026-09 / Core 0.965
QSOR-0000363 | EXP-0097 | 1415.0562 | 0.96235 | 1361.7826 |  | 0 | 0% | 1361.7826 | -3.765% | PASS | PUBLISH | PRODUCTION | Engine RUN-5F3B32BB976D4AE2 / 2026-09 / Core 0.965
QSOR-0000364 | EXP-0098 | 142.3527 | 0.96235 | 136.9934 |  | 0 | 0% | 136.9934 | -3.765% | PASS | PUBLISH | PRODUCTION | Engine RUN-5F3B32BB976D4AE2 / 2026-09 / Core 0.965
QSOR-0000365 | EXP-0098 | 472.302 | 0.96235 | 454.5209 |  | 0 | 0% | 454.5209 | -3.765% | PASS | PUBLISH | PRODUCTION | Engine RUN-5F3B32BB976D4AE2 / 2026-09 / Core 0.965
QSOR-0000366 | EXP-0099 | 37711.3597 | 0.96235 | 36291.6122 |  | 0 | 0% | 36291.6122 | -3.765% | PASS | PUBLISH | PRODUCTION | Engine RUN-5F3B32BB976D4AE2 / 2026-09 / Core 0.965
QSOR-0000367 | EXP-0099 | 65994.1703 | 0.96235 | 63509.6388 |  | 0 | 0% | 63509.6388 | -3.765% | PASS | PUBLISH | PRODUCTION | Engine RUN-5F3B32BB976D4AE2 / 2026-09 / Core 0.965
QSOR-0000368 | EXP-0100 | 32995.8045 | 0.96235 | 31753.587 |  | 0 | 0% | 31753.587 | -3.765% | PASS | PUBLISH | PRODUCTION | Engine RUN-5F3B32BB976D4AE2 / 2026-09 / Core 0.965
QSOR-0000369 | EXP-0100 | 56563.5608 | 0.96235 | 54434.0705 |  | 0 | 0% | 54434.0705 | -3.765% | PASS | PUBLISH | PRODUCTION | Engine RUN-5F3B32BB976D4AE2 / 2026-09 / Core 0.965
QSOR-0000370 | EXP-0101 | 9427.8048 | 0.96235 | 9072.8693 |  | 0 | 0% | 9072.8693 | -3.765% | PASS | PUBLISH | PRODUCTION | Engine RUN-5F3B32BB976D4AE2 / 2026-09 / Core 0.965
QSOR-0000371 | EXP-0101 | 18854.6639 | 0.96235 | 18144.8284 |  | 0 | 0% | 18144.8284 | -3.765% | PASS | PUBLISH | PRODUCTION | Engine RUN-5F3B32BB976D4AE2 / 2026-09 / Core 0.965
QSOR-0000372 | EXP-0102 | 755.0172 | 0.96235 | 726.5926 |  | 0 | 0% | 726.5926 | -3.765% | PASS | PUBLISH | PRODUCTION | Engine RUN-5F3B32BB976D4AE2 / 2026-09 / Core 0.965
QSOR-0000373 | EXP-0102 | 1414.83 | 0.96235 | 1361.5648 |  | 0 | 0% | 1361.5648 | -3.765% | PASS | PUBLISH | PRODUCTION | Engine RUN-5F3B32BB976D4AE2 / 2026-09 / Core 0.965
QSOR-0000374 | EXP-0103 | 236.5947 | 0.96235 | 227.6875 |  | 0 | 0% | 227.6875 | -3.765% | PASS | PUBLISH | PRODUCTION | Engine RUN-5F3B32BB976D4AE2 / 2026-09 / Core 0.965
QSOR-0000375 | EXP-0104 | 1886.3519 | 0.96235 | 1815.335 |  | 0 | 0% | 1815.335 | -3.765% | PASS | PUBLISH | PRODUCTION | Engine RUN-5F3B32BB976D4AE2 / 2026-09 / Core 0.965
QSOR-0000376 | EXP-0104 | 3771.7581 | 0.96235 | 3629.7599 |  | 0 | 0% | 3629.7599 | -3.765% | PASS | PUBLISH | PRODUCTION | Engine RUN-5F3B32BB976D4AE2 / 2026-09 / Core 0.965
QSOR-0000377 | EXP-0105 | 85.7874 | 0.96222 | 82.5466 |  | 0 | 0% | 82.5466 | -3.778% | PASS | PUBLISH | PRODUCTION | Engine RUN-5F3B32BB976D4AE2 / 2026-09 / Core 0.965
QSOR-0000378 | EXP-0105 | 123.495 | 0.96222 | 118.8297 |  | 0 | 0% | 118.8297 | -3.778% | PASS | PUBLISH | PRODUCTION | Engine RUN-5F3B32BB976D4AE2 / 2026-09 / Core 0.965
QSOR-0000379 | EXP-0105 | 161.2024 | 0.96222 | 155.1125 |  | 0 | 0% | 155.1125 | -3.778% | PASS | PUBLISH | PRODUCTION | Engine RUN-5F3B32BB976D4AE2 / 2026-09 / Core 0.965
QSOR-0000380 | EXP-0105 | 246.044 | 0.96222 | 236.7491 |  | 0 | 0% | 236.7491 | -3.778% | PASS | PUBLISH | PRODUCTION | Engine RUN-5F3B32BB976D4AE2 / 2026-09 / Core 0.965
QSOR-0000381 | EXP-0105 | 330.886 | 0.96222 | 318.3859 |  | 0 | 0% | 318.3859 | -3.778% | PASS | PUBLISH | PRODUCTION | Engine RUN-5F3B32BB976D4AE2 / 2026-09 / Core 0.965
QSOR-0000382 | EXP-0106 | 104.6429 | 0.96222 | 100.6897 |  | 0 | 0% | 100.6897 | -3.778% | PASS | PUBLISH | PRODUCTION | Engine RUN-5F3B32BB976D4AE2 / 2026-09 / Core 0.965
QSOR-0000383 | EXP-0106 | 151.778 | 0.96222 | 146.0441 |  | 0 | 0% | 146.0441 | -3.778% | PASS | PUBLISH | PRODUCTION | Engine RUN-5F3B32BB976D4AE2 / 2026-09 / Core 0.965
QSOR-0000384 | EXP-0106 | 208.3402 | 0.96222 | 200.4696 |  | 0 | 0% | 200.4696 | -3.778% | PASS | PUBLISH | PRODUCTION | Engine RUN-5F3B32BB976D4AE2 / 2026-09 / Core 0.965
QSOR-0000385 | EXP-0106 | 283.7565 | 0.96222 | 273.0368 |  | 0 | 0% | 273.0368 | -3.778% | PASS | PUBLISH | PRODUCTION | Engine RUN-5F3B32BB976D4AE2 / 2026-09 / Core 0.965
QSOR-0000386 | EXP-0106 | 396.8808 | 0.96222 | 381.8876 |  | 0 | 0% | 381.8876 | -3.778% | PASS | PUBLISH | PRODUCTION | Engine RUN-5F3B32BB976D4AE2 / 2026-09 / Core 0.965
QSOR-0000387 | EXP-0107 | 1132.1264 | 0.96222 | 1089.3573 |  | 0 | 0% | 1089.3573 | -3.778% | PASS | PUBLISH | PRODUCTION | Engine RUN-5F3B32BB976D4AE2 / 2026-09 / Core 0.965
QSOR-0000388 | EXP-0107 | 2074.7774 | 0.96222 | 1996.3972 |  | 0 | 0% | 1996.3972 | -3.778% | PASS | PUBLISH | PRODUCTION | Engine RUN-5F3B32BB976D4AE2 / 2026-09 / Core 0.965
QSOR-0000389 | EXP-0107 | 3017.4279 | 0.96222 | 2903.4366 |  | 0 | 0% | 2903.4366 | -3.778% | PASS | PUBLISH | PRODUCTION | Engine RUN-5F3B32BB976D4AE2 / 2026-09 / Core 0.965
QSOR-0000390 | EXP-0108 | 1697.7235 | 0.96222 | 1633.5875 |  | 0 | 0% | 1633.5875 | -3.778% | PASS | PUBLISH | PRODUCTION | Engine RUN-5F3B32BB976D4AE2 / 2026-09 / Core 0.965
QSOR-0000391 | EXP-0108 | 3300.2359 | 0.96222 | 3175.5608 |  | 0 | 0% | 3175.5608 | -3.778% | PASS | PUBLISH | PRODUCTION | Engine RUN-5F3B32BB976D4AE2 / 2026-09 / Core 0.965
QSOR-0000392 | EXP-0108 | 5656.8719 | 0.96222 | 5443.1687 |  | 0 | 0% | 5443.1687 | -3.778% | PASS | PUBLISH | PRODUCTION | Engine RUN-5F3B32BB976D4AE2 / 2026-09 / Core 0.965
QSOR-0000393 | EXP-0109 | 2828.9152 | 0.96222 | 2722.0455 |  | 0 | 0% | 2722.0455 | -3.778% | PASS | PUBLISH | PRODUCTION | Engine RUN-5F3B32BB976D4AE2 / 2026-09 / Core 0.965
QSOR-0000394 | EXP-0109 | 5656.8847 | 0.96222 | 5443.181 |  | 0 | 0% | 5443.181 | -3.778% | PASS | PUBLISH | PRODUCTION | Engine RUN-5F3B32BB976D4AE2 / 2026-09 / Core 0.965
QSOR-0000395 | EXP-0109 | 9427.5109 | 0.96222 | 9071.3619 |  | 0 | 0% | 9071.3619 | -3.778% | PASS | PUBLISH | PRODUCTION | Engine RUN-5F3B32BB976D4AE2 / 2026-09 / Core 0.965
QSOR-0000396 | EXP-0110 | 566.5107 | 0.96222 | 545.1092 |  | 0 | 0% | 545.1092 | -3.778% | PASS | PUBLISH | PRODUCTION | Engine RUN-5F3B32BB976D4AE2 / 2026-09 / Core 0.965
QSOR-0000397 | EXP-0110 | 1414.8587 | 0.96222 | 1361.4087 |  | 0 | 0% | 1361.4087 | -3.778% | PASS | PUBLISH | PRODUCTION | Engine RUN-5F3B32BB976D4AE2 / 2026-09 / Core 0.965
QSOR-0000398 | EXP-0111 | 71.6437 | 0.96002 | 68.7791 |  | 0 | 0% | 68.7791 | -3.998% | PASS | PUBLISH | PRODUCTION | Engine RUN-5F3B32BB976D4AE2 / 2026-09 / Core 0.965
QSOR-0000399 | EXP-0111 | 90.4962 | 0.96002 | 86.8778 |  | 0 | 0% | 86.8778 | -3.998% | PASS | PUBLISH | PRODUCTION | Engine RUN-5F3B32BB976D4AE2 / 2026-09 / Core 0.965
QSOR-0000400 | EXP-0111 | 114.0623 | 0.96002 | 109.5017 |  | 0 | 0% | 109.5017 | -3.998% | PASS | PUBLISH | PRODUCTION | Engine RUN-5F3B32BB976D4AE2 / 2026-09 / Core 0.965
QSOR-0000401 | EXP-0112 | 29.2249 | 0.96002 | 28.0563 |  | 0 | 0% | 28.0563 | -3.998% | PASS | PUBLISH | PRODUCTION | Engine RUN-5F3B32BB976D4AE2 / 2026-09 / Core 0.965
QSOR-0000402 | EXP-0112 | 34.8806 | 0.96002 | 33.4859 |  | 0 | 0% | 33.4859 | -3.998% | PASS | PUBLISH | PRODUCTION | Engine RUN-5F3B32BB976D4AE2 / 2026-09 / Core 0.965
QSOR-0000403 | EXP-0112 | 46.1923 | 0.96002 | 44.3454 |  | 0 | 0% | 44.3454 | -3.998% | PASS | PUBLISH | PRODUCTION | Engine RUN-5F3B32BB976D4AE2 / 2026-09 / Core 0.965
QSOR-0000404 | EXP-0112 | 62.2172 | 0.96002 | 59.7295 |  | 0 | 0% | 59.7295 | -3.998% | PASS | PUBLISH | PRODUCTION | Engine RUN-5F3B32BB976D4AE2 / 2026-09 / Core 0.965
QSOR-0000405 | EXP-0112 | 76.3568 | 0.96002 | 73.3037 |  | 0 | 0% | 73.3037 | -3.998% | PASS | PUBLISH | PRODUCTION | Engine RUN-5F3B32BB976D4AE2 / 2026-09 / Core 0.965
QSOR-0000406 | EXP-0112 | 104.6359 | 0.96002 | 100.4522 |  | 0 | 0% | 100.4522 | -3.998% | PASS | PUBLISH | PRODUCTION | Engine RUN-5F3B32BB976D4AE2 / 2026-09 / Core 0.965
QSOR-0000407 | EXP-0113 | 2074.8661 | 0.96002 | 1991.905 |  | 0 | 0% | 1991.905 | -3.998% | PASS | PUBLISH | PRODUCTION | Engine RUN-5F3B32BB976D4AE2 / 2026-09 / Core 0.965
QSOR-0000408 | EXP-0113 | 3300.3651 | 0.96002 | 3168.4039 |  | 0 | 0% | 3168.4039 | -3.998% | PASS | PUBLISH | PRODUCTION | Engine RUN-5F3B32BB976D4AE2 / 2026-09 / Core 0.965
QSOR-0000409 | EXP-0113 | 4714.4019 | 0.96002 | 4525.902 |  | 0 | 0% | 4525.902 | -3.998% | PASS | PUBLISH | PRODUCTION | Engine RUN-5F3B32BB976D4AE2 / 2026-09 / Core 0.965
QSOR-0000410 | EXP-0114 | 1415.0409 | 0.96002 | 1358.4621 |  | 0 | 0% | 1358.4621 | -3.998% | PASS | PUBLISH | PRODUCTION | Engine RUN-5F3B32BB976D4AE2 / 2026-09 / Core 0.965
QSOR-0000411 | EXP-0114 | 2640.5899 | 0.96002 | 2535.0091 |  | 0 | 0% | 2535.0091 | -3.998% | PASS | PUBLISH | PRODUCTION | Engine RUN-5F3B32BB976D4AE2 / 2026-09 / Core 0.965
QSOR-0000412 | EXP-0115 | 802.2106 | 0.96002 | 770.1352 |  | 0 | 0% | 770.1352 | -3.998% | PASS | PUBLISH | PRODUCTION | Engine RUN-5F3B32BB976D4AE2 / 2026-09 / Core 0.965
QSOR-0000413 | EXP-0116 | 18853.6379 | 0.96002 | 18099.7973 |  | 0 | 0% | 18099.7973 | -3.998% | PASS | PUBLISH | PRODUCTION | Engine RUN-5F3B32BB976D4AE2 / 2026-09 / Core 0.965
QSOR-0000414 | EXP-0116 | 32993.1575 | 0.96002 | 31673.9648 |  | 0 | 0% | 31673.9648 | -3.998% | PASS | PUBLISH | PRODUCTION | Engine RUN-5F3B32BB976D4AE2 / 2026-09 / Core 0.965
QSOR-0000415 | EXP-0116 | 51845.8497 | 0.96002 | 49772.8543 |  | 0 | 0% | 49772.8543 | -3.998% | PASS | PUBLISH | PRODUCTION | Engine RUN-5F3B32BB976D4AE2 / 2026-09 / Core 0.965
QSOR-0000416 | EXP-0117 | 472.2916 | 0.96002 | 453.4076 |  | 0 | 0% | 453.4076 | -3.998% | PASS | PUBLISH | PRODUCTION | Engine RUN-5F3B32BB976D4AE2 / 2026-09 / Core 0.965
QSOR-0000417 | EXP-0117 | 1886.3296 | 0.96002 | 1810.9069 |  | 0 | 0% | 1810.9069 | -3.998% | PASS | PUBLISH | PRODUCTION | Engine RUN-5F3B32BB976D4AE2 / 2026-09 / Core 0.965
QSOR-0000418 | EXP-0118 | 26.5715 | 0.95537 | 25.3855 |  | 0 | 0% | 25.3855 | -4.463% | PASS | PUBLISH | PRODUCTION | Engine RUN-5F3B32BB976D4AE2 / 2026-09 / Core 0.965
QSOR-0000419 | EXP-0118 | 29.4234 | 0.95537 | 28.1101 |  | 0 | 0% | 28.1101 | -4.463% | PASS | PUBLISH | PRODUCTION | Engine RUN-5F3B32BB976D4AE2 / 2026-09 / Core 0.965
QSOR-0000420 | EXP-0118 | 33.6658 | 0.95537 | 32.1632 |  | 0 | 0% | 32.1632 | -4.463% | PASS | PUBLISH | PRODUCTION | Engine RUN-5F3B32BB976D4AE2 / 2026-09 / Core 0.965
QSOR-0000421 | EXP-0118 | 35.3878 | 0.95537 | 33.8083 |  | 0 | 0% | 33.8083 | -4.463% | PASS | PUBLISH | PRODUCTION | Engine RUN-5F3B32BB976D4AE2 / 2026-09 / Core 0.965
QSOR-0000422 | EXP-0118 | 40.9587 | 0.95537 | 39.1306 |  | 0 | 0% | 39.1306 | -4.463% | PASS | PUBLISH | PRODUCTION | Engine RUN-5F3B32BB976D4AE2 / 2026-09 / Core 0.965
QSOR-0000423 | EXP-0118 | 39.2301 | 0.95537 | 37.4791 |  | 0 | 0% | 37.4791 | -4.463% | PASS | PUBLISH | PRODUCTION | Engine RUN-5F3B32BB976D4AE2 / 2026-09 / Core 0.965
QSOR-0000424 | EXP-0118 | 41.9497 | 0.95537 | 40.0773 |  | 0 | 0% | 40.0773 | -4.463% | PASS | PUBLISH | PRODUCTION | Engine RUN-5F3B32BB976D4AE2 / 2026-09 / Core 0.965
QSOR-0000425 | EXP-0118 | 51.1678 | 0.95537 | 48.884 |  | 0 | 0% | 48.884 | -4.463% | PASS | PUBLISH | PRODUCTION | Engine RUN-5F3B32BB976D4AE2 / 2026-09 / Core 0.965
QSOR-0000426 | EXP-0118 | 57.6984 | 0.95537 | 55.1231 |  | 0 | 0% | 55.1231 | -4.463% | PASS | PUBLISH | PRODUCTION | Engine RUN-5F3B32BB976D4AE2 / 2026-09 / Core 0.965
QSOR-0000427 | EXP-0118 | 65.328 | 0.95537 | 62.4122 |  | 0 | 0% | 62.4122 | -4.463% | PASS | PUBLISH | PRODUCTION | Engine RUN-5F3B32BB976D4AE2 / 2026-09 / Core 0.965
QSOR-0000428 | EXP-0118 | 83.4159 | 0.95537 | 79.6928 |  | 0 | 0% | 79.6928 | -4.463% | PASS | PUBLISH | PRODUCTION | Engine RUN-5F3B32BB976D4AE2 / 2026-09 / Core 0.965
QSOR-0000429 | EXP-0118 | 103.0965 | 0.95537 | 98.4949 |  | 0 | 0% | 98.4949 | -4.463% | PASS | PUBLISH | PRODUCTION | Engine RUN-5F3B32BB976D4AE2 / 2026-09 / Core 0.965
QSOR-0000430 | EXP-0118 | 120.8072 | 0.95537 | 115.4151 |  | 0 | 0% | 115.4151 | -4.463% | PASS | PUBLISH | PRODUCTION | Engine RUN-5F3B32BB976D4AE2 / 2026-09 / Core 0.965
QSOR-0000431 | EXP-0118 | 143.3221 | 0.95537 | 136.9251 |  | 0 | 0% | 136.9251 | -4.463% | PASS | PUBLISH | PRODUCTION | Engine RUN-5F3B32BB976D4AE2 / 2026-09 / Core 0.965
QSOR-0000432 | EXP-0118 | 173.8987 | 0.95537 | 166.137 |  | 0 | 0% | 166.137 | -4.463% | PASS | PUBLISH | PRODUCTION | Engine RUN-5F3B32BB976D4AE2 / 2026-09 / Core 0.965
QSOR-0000433 | EXP-0118 | 197.4332 | 0.95537 | 188.621 |  | 0 | 0% | 188.621 | -4.463% | PASS | PUBLISH | PRODUCTION | Engine RUN-5F3B32BB976D4AE2 / 2026-09 / Core 0.965
QSOR-0000434 | EXP-0118 | 253.8237 | 0.95537 | 242.4947 |  | 0 | 0% | 242.4947 | -4.463% | PASS | PUBLISH | PRODUCTION | Engine RUN-5F3B32BB976D4AE2 / 2026-09 / Core 0.965
QSOR-0000435 | EXP-0119 | 35.0824 | 0.95537 | 33.5166 |  | 0 | 0% | 33.5166 | -4.463% | PASS | PUBLISH | PRODUCTION | Engine RUN-5F3B32BB976D4AE2 / 2026-09 / Core 0.965
QSOR-0000436 | EXP-0119 | 37.1378 | 0.95537 | 35.4802 |  | 0 | 0% | 35.4802 | -4.463% | PASS | PUBLISH | PRODUCTION | Engine RUN-5F3B32BB976D4AE2 / 2026-09 / Core 0.965
QSOR-0000437 | EXP-0119 | 39.4534 | 0.95537 | 37.6924 |  | 0 | 0% | 37.6924 | -4.463% | PASS | PUBLISH | PRODUCTION | Engine RUN-5F3B32BB976D4AE2 / 2026-09 / Core 0.965
QSOR-0000438 | EXP-0119 | 39.7701 | 0.95537 | 37.995 |  | 0 | 0% | 37.995 | -4.463% | PASS | PUBLISH | PRODUCTION | Engine RUN-5F3B32BB976D4AE2 / 2026-09 / Core 0.965
QSOR-0000439 | EXP-0119 | 40.53 | 0.95537 | 38.721 |  | 0 | 0% | 38.721 | -4.463% | PASS | PUBLISH | PRODUCTION | Engine RUN-5F3B32BB976D4AE2 / 2026-09 / Core 0.965
QSOR-0000440 | EXP-0119 | 44.2141 | 0.95537 | 42.2407 |  | 0 | 0% | 42.2407 | -4.463% | PASS | PUBLISH | PRODUCTION | Engine RUN-5F3B32BB976D4AE2 / 2026-09 / Core 0.965
QSOR-0000441 | EXP-0119 | 48.6387 | 0.95537 | 46.4678 |  | 0 | 0% | 46.4678 | -4.463% | PASS | PUBLISH | PRODUCTION | Engine RUN-5F3B32BB976D4AE2 / 2026-09 / Core 0.965
QSOR-0000442 | EXP-0119 | 62.0495 | 0.95537 | 59.28 |  | 0 | 0% | 59.28 | -4.463% | PASS | PUBLISH | PRODUCTION | Engine RUN-5F3B32BB976D4AE2 / 2026-09 / Core 0.965
QSOR-0000443 | EXP-0119 | 67.0993 | 0.95537 | 64.1045 |  | 0 | 0% | 64.1045 | -4.463% | PASS | PUBLISH | PRODUCTION | Engine RUN-5F3B32BB976D4AE2 / 2026-09 / Core 0.965
QSOR-0000444 | EXP-0119 | 70.83 | 0.95537 | 67.6686 |  | 0 | 0% | 67.6686 | -4.463% | PASS | PUBLISH | PRODUCTION | Engine RUN-5F3B32BB976D4AE2 / 2026-09 / Core 0.965
QSOR-0000445 | EXP-0119 | 114.2078 | 0.95537 | 109.1103 |  | 0 | 0% | 109.1103 | -4.463% | PASS | PUBLISH | PRODUCTION | Engine RUN-5F3B32BB976D4AE2 / 2026-09 / Core 0.965
QSOR-0000446 | EXP-0119 | 172.9931 | 0.95537 | 165.2718 |  | 0 | 0% | 165.2718 | -4.463% | PASS | PUBLISH | PRODUCTION | Engine RUN-5F3B32BB976D4AE2 / 2026-09 / Core 0.965
QSOR-0000447 | EXP-0119 | 279.5917 | 0.95537 | 267.1126 |  | 0 | 0% | 267.1126 | -4.463% | PASS | PUBLISH | PRODUCTION | Engine RUN-5F3B32BB976D4AE2 / 2026-09 / Core 0.965
QSOR-0000448 | EXP-0119 | 292.3633 | 0.95537 | 279.3141 |  | 0 | 0% | 279.3141 | -4.463% | PASS | PUBLISH | PRODUCTION | Engine RUN-5F3B32BB976D4AE2 / 2026-09 / Core 0.965
QSOR-0000449 | EXP-0119 | 447.5481 | 0.95537 | 427.5725 |  | 0 | 0% | 427.5725 | -4.463% | PASS | PUBLISH | PRODUCTION | Engine RUN-5F3B32BB976D4AE2 / 2026-09 / Core 0.965
QSOR-0000450 | EXP-0119 | 543.788 | 0.95537 | 519.5169 |  | 0 | 0% | 519.5169 | -4.463% | PASS | PUBLISH | PRODUCTION | Engine RUN-5F3B32BB976D4AE2 / 2026-09 / Core 0.965
QSOR-0000451 | EXP-0120 | 18.5887 | 0.95537 | 17.759 |  | 0 | 0% | 17.759 | -4.463% | PASS | PUBLISH | PRODUCTION | Engine RUN-5F3B32BB976D4AE2 / 2026-09 / Core 0.965
QSOR-0000452 | EXP-0120 | 19.7942 | 0.95537 | 18.9107 |  | 0 | 0% | 18.9107 | -4.463% | PASS | PUBLISH | PRODUCTION | Engine RUN-5F3B32BB976D4AE2 / 2026-09 / Core 0.965
QSOR-0000453 | EXP-0120 | 20.5655 | 0.95537 | 19.6476 |  | 0 | 0% | 19.6476 | -4.463% | PASS | PUBLISH | PRODUCTION | Engine RUN-5F3B32BB976D4AE2 / 2026-09 / Core 0.965
QSOR-0000454 | EXP-0120 | 21.3229 | 0.95537 | 20.3712 |  | 0 | 0% | 20.3712 | -4.463% | PASS | PUBLISH | PRODUCTION | Engine RUN-5F3B32BB976D4AE2 / 2026-09 / Core 0.965
QSOR-0000455 | EXP-0120 | 22.2613 | 0.95537 | 21.2677 |  | 0 | 0% | 21.2677 | -4.463% | PASS | PUBLISH | PRODUCTION | Engine RUN-5F3B32BB976D4AE2 / 2026-09 / Core 0.965
QSOR-0000456 | EXP-0120 | 24.3302 | 0.95537 | 23.2443 |  | 0 | 0% | 23.2443 | -4.463% | PASS | PUBLISH | PRODUCTION | Engine RUN-5F3B32BB976D4AE2 / 2026-09 / Core 0.965
QSOR-0000457 | EXP-0120 | 26.3191 | 0.95537 | 25.1444 |  | 0 | 0% | 25.1444 | -4.463% | PASS | PUBLISH | PRODUCTION | Engine RUN-5F3B32BB976D4AE2 / 2026-09 / Core 0.965
QSOR-0000458 | EXP-0120 | 33.5555 | 0.95537 | 32.0578 |  | 0 | 0% | 32.0578 | -4.463% | PASS | PUBLISH | PRODUCTION | Engine RUN-5F3B32BB976D4AE2 / 2026-09 / Core 0.965
QSOR-0000459 | EXP-0120 | 42.8416 | 0.95537 | 40.9294 |  | 0 | 0% | 40.9294 | -4.463% | PASS | PUBLISH | PRODUCTION | Engine RUN-5F3B32BB976D4AE2 / 2026-09 / Core 0.965
QSOR-0000460 | EXP-0120 | 46.2648 | 0.95537 | 44.1999 |  | 0 | 0% | 44.1999 | -4.463% | PASS | PUBLISH | PRODUCTION | Engine RUN-5F3B32BB976D4AE2 / 2026-09 / Core 0.965
QSOR-0000461 | EXP-0120 | 64.3621 | 0.95537 | 61.4894 |  | 0 | 0% | 61.4894 | -4.463% | PASS | PUBLISH | PRODUCTION | Engine RUN-5F3B32BB976D4AE2 / 2026-09 / Core 0.965
QSOR-0000462 | EXP-0120 | 75.2084 | 0.95537 | 71.8516 |  | 0 | 0% | 71.8516 | -4.463% | PASS | PUBLISH | PRODUCTION | Engine RUN-5F3B32BB976D4AE2 / 2026-09 / Core 0.965
QSOR-0000463 | EXP-0120 | 90.4807 | 0.95537 | 86.4422 |  | 0 | 0% | 86.4422 | -4.463% | PASS | PUBLISH | PRODUCTION | Engine RUN-5F3B32BB976D4AE2 / 2026-09 / Core 0.965
QSOR-0000464 | EXP-0120 | 91.2666 | 0.95537 | 87.1931 |  | 0 | 0% | 87.1931 | -4.463% | PASS | PUBLISH | PRODUCTION | Engine RUN-5F3B32BB976D4AE2 / 2026-09 / Core 0.965
QSOR-0000465 | EXP-0120 | 114.3697 | 0.95537 | 109.265 |  | 0 | 0% | 109.265 | -4.463% | PASS | PUBLISH | PRODUCTION | Engine RUN-5F3B32BB976D4AE2 / 2026-09 / Core 0.965
QSOR-0000466 | EXP-0120 | 138.4849 | 0.95537 | 132.3038 |  | 0 | 0% | 132.3038 | -4.463% | PASS | PUBLISH | PRODUCTION | Engine RUN-5F3B32BB976D4AE2 / 2026-09 / Core 0.965
QSOR-0000467 | EXP-0121 | 39.4605 | 0.95537 | 37.6993 |  | 0 | 0% | 37.6993 | -4.463% | PASS | PUBLISH | PRODUCTION | Engine RUN-5F3B32BB976D4AE2 / 2026-09 / Core 0.965
QSOR-0000468 | EXP-0121 | 46.2579 | 0.95537 | 44.1933 |  | 0 | 0% | 44.1933 | -4.463% | PASS | PUBLISH | PRODUCTION | Engine RUN-5F3B32BB976D4AE2 / 2026-09 / Core 0.965
QSOR-0000469 | EXP-0121 | 55.0012 | 0.95537 | 52.5463 |  | 0 | 0% | 52.5463 | -4.463% | PASS | PUBLISH | PRODUCTION | Engine RUN-5F3B32BB976D4AE2 / 2026-09 / Core 0.965
QSOR-0000470 | EXP-0121 | 58.1368 | 0.95537 | 55.5419 |  | 0 | 0% | 55.5419 | -4.463% | PASS | PUBLISH | PRODUCTION | Engine RUN-5F3B32BB976D4AE2 / 2026-09 / Core 0.965
QSOR-0000471 | EXP-0121 | 63.2409 | 0.95537 | 60.4182 |  | 0 | 0% | 60.4182 | -4.463% | PASS | PUBLISH | PRODUCTION | Engine RUN-5F3B32BB976D4AE2 / 2026-09 / Core 0.965
QSOR-0000472 | EXP-0121 | 68.976 | 0.95537 | 65.8974 |  | 0 | 0% | 65.8974 | -4.463% | PASS | PUBLISH | PRODUCTION | Engine RUN-5F3B32BB976D4AE2 / 2026-09 / Core 0.965
QSOR-0000473 | EXP-0121 | 75.5589 | 0.95537 | 72.1864 |  | 0 | 0% | 72.1864 | -4.463% | PASS | PUBLISH | PRODUCTION | Engine RUN-5F3B32BB976D4AE2 / 2026-09 / Core 0.965
QSOR-0000474 | EXP-0121 | 83.0076 | 0.95537 | 79.3027 |  | 0 | 0% | 79.3027 | -4.463% | PASS | PUBLISH | PRODUCTION | Engine RUN-5F3B32BB976D4AE2 / 2026-09 / Core 0.965
QSOR-0000475 | EXP-0121 | 132.9082 | 0.95537 | 126.976 |  | 0 | 0% | 126.976 | -4.463% | PASS | PUBLISH | PRODUCTION | Engine RUN-5F3B32BB976D4AE2 / 2026-09 / Core 0.965
QSOR-0000476 | EXP-0121 | 145.3485 | 0.95537 | 138.8611 |  | 0 | 0% | 138.8611 | -4.463% | PASS | PUBLISH | PRODUCTION | Engine RUN-5F3B32BB976D4AE2 / 2026-09 / Core 0.965
QSOR-0000477 | EXP-0121 | 144.3294 | 0.95537 | 137.8875 |  | 0 | 0% | 137.8875 | -4.463% | PASS | PUBLISH | PRODUCTION | Engine RUN-5F3B32BB976D4AE2 / 2026-09 / Core 0.965
QSOR-0000478 | EXP-0121 | 218.548 | 0.95537 | 208.7935 |  | 0 | 0% | 208.7935 | -4.463% | PASS | PUBLISH | PRODUCTION | Engine RUN-5F3B32BB976D4AE2 / 2026-09 / Core 0.965
QSOR-0000479 | EXP-0121 | 264.8932 | 0.95537 | 253.0701 |  | 0 | 0% | 253.0701 | -4.463% | PASS | PUBLISH | PRODUCTION | Engine RUN-5F3B32BB976D4AE2 / 2026-09 / Core 0.965
QSOR-0000480 | EXP-0122 | 23.1866 | 0.95537 | 22.1517 |  | 0 | 0% | 22.1517 | -4.463% | PASS | PUBLISH | PRODUCTION | Engine RUN-5F3B32BB976D4AE2 / 2026-09 / Core 0.965
QSOR-0000481 | EXP-0122 | 24.6887 | 0.95537 | 23.5867 |  | 0 | 0% | 23.5867 | -4.463% | PASS | PUBLISH | PRODUCTION | Engine RUN-5F3B32BB976D4AE2 / 2026-09 / Core 0.965
QSOR-0000482 | EXP-0122 | 26.1819 | 0.95537 | 25.0133 |  | 0 | 0% | 25.0133 | -4.463% | PASS | PUBLISH | PRODUCTION | Engine RUN-5F3B32BB976D4AE2 / 2026-09 / Core 0.965
QSOR-0000483 | EXP-0122 | 27.5114 | 0.95537 | 26.2834 |  | 0 | 0% | 26.2834 | -4.463% | PASS | PUBLISH | PRODUCTION | Engine RUN-5F3B32BB976D4AE2 / 2026-09 / Core 0.965
QSOR-0000484 | EXP-0122 | 28.929 | 0.95537 | 27.6378 |  | 0 | 0% | 27.6378 | -4.463% | PASS | PUBLISH | PRODUCTION | Engine RUN-5F3B32BB976D4AE2 / 2026-09 / Core 0.965
QSOR-0000485 | EXP-0122 | 50.0618 | 0.95537 | 47.8274 |  | 0 | 0% | 47.8274 | -4.463% | PASS | PUBLISH | PRODUCTION | Engine RUN-5F3B32BB976D4AE2 / 2026-09 / Core 0.965
QSOR-0000486 | EXP-0122 | 55.8046 | 0.95537 | 53.3138 |  | 0 | 0% | 53.3138 | -4.463% | PASS | PUBLISH | PRODUCTION | Engine RUN-5F3B32BB976D4AE2 / 2026-09 / Core 0.965
QSOR-0000487 | EXP-0122 | 67.998 | 0.95537 | 64.963 |  | 0 | 0% | 64.963 | -4.463% | PASS | PUBLISH | PRODUCTION | Engine RUN-5F3B32BB976D4AE2 / 2026-09 / Core 0.965
QSOR-0000488 | EXP-0122 | 122.3068 | 0.95537 | 116.8478 |  | 0 | 0% | 116.8478 | -4.463% | PASS | PUBLISH | PRODUCTION | Engine RUN-5F3B32BB976D4AE2 / 2026-09 / Core 0.965
QSOR-0000489 | EXP-0122 | 152.2206 | 0.95537 | 145.4265 |  | 0 | 0% | 145.4265 | -4.463% | PASS | PUBLISH | PRODUCTION | Engine RUN-5F3B32BB976D4AE2 / 2026-09 / Core 0.965
QSOR-0000490 | EXP-0122 | 217.1113 | 0.95537 | 207.4209 |  | 0 | 0% | 207.4209 | -4.463% | PASS | PUBLISH | PRODUCTION | Engine RUN-5F3B32BB976D4AE2 / 2026-09 / Core 0.965
QSOR-0000491 | EXP-0122 | 247.3859 | 0.95537 | 236.3442 |  | 0 | 0% | 236.3442 | -4.463% | PASS | PUBLISH | PRODUCTION | Engine RUN-5F3B32BB976D4AE2 / 2026-09 / Core 0.965
QSOR-0000492 | EXP-0122 | 318.7671 | 0.95537 | 304.5394 |  | 0 | 0% | 304.5394 | -4.463% | PASS | PUBLISH | PRODUCTION | Engine RUN-5F3B32BB976D4AE2 / 2026-09 / Core 0.965
QSOR-0000493 | EXP-0122 | 414.7337 | 0.95537 | 396.2227 |  | 0 | 0% | 396.2227 | -4.463% | PASS | PUBLISH | PRODUCTION | Engine RUN-5F3B32BB976D4AE2 / 2026-09 / Core 0.965
QSOR-0000494 | EXP-0123 | 30.4043 | 0.95537 | 29.0473 |  | 0 | 0% | 29.0473 | -4.463% | PASS | PUBLISH | PRODUCTION | Engine RUN-5F3B32BB976D4AE2 / 2026-09 / Core 0.965
QSOR-0000495 | EXP-0123 | 34.7052 | 0.95537 | 33.1562 |  | 0 | 0% | 33.1562 | -4.463% | PASS | PUBLISH | PRODUCTION | Engine RUN-5F3B32BB976D4AE2 / 2026-09 / Core 0.965
QSOR-0000496 | EXP-0123 | 35.3298 | 0.95537 | 33.7529 |  | 0 | 0% | 33.7529 | -4.463% | PASS | PUBLISH | PRODUCTION | Engine RUN-5F3B32BB976D4AE2 / 2026-09 / Core 0.965
QSOR-0000497 | EXP-0123 | 37.2593 | 0.95537 | 35.5963 |  | 0 | 0% | 35.5963 | -4.463% | PASS | PUBLISH | PRODUCTION | Engine RUN-5F3B32BB976D4AE2 / 2026-09 / Core 0.965
QSOR-0000498 | EXP-0123 | 41.1222 | 0.95537 | 39.2868 |  | 0 | 0% | 39.2868 | -4.463% | PASS | PUBLISH | PRODUCTION | Engine RUN-5F3B32BB976D4AE2 / 2026-09 / Core 0.965
QSOR-0000499 | EXP-0123 | 56.0008 | 0.95537 | 53.5013 |  | 0 | 0% | 53.5013 | -4.463% | PASS | PUBLISH | PRODUCTION | Engine RUN-5F3B32BB976D4AE2 / 2026-09 / Core 0.965
QSOR-0000500 | EXP-0123 | 63.5451 | 0.95537 | 60.7089 |  | 0 | 0% | 60.7089 | -4.463% | PASS | PUBLISH | PRODUCTION | Engine RUN-5F3B32BB976D4AE2 / 2026-09 / Core 0.965
QSOR-0000501 | EXP-0123 | 77.2425 | 0.95537 | 73.7949 |  | 0 | 0% | 73.7949 | -4.463% | PASS | PUBLISH | PRODUCTION | Engine RUN-5F3B32BB976D4AE2 / 2026-09 / Core 0.965
QSOR-0000502 | EXP-0123 | 161.0042 | 0.95537 | 153.818 |  | 0 | 0% | 153.818 | -4.463% | PASS | PUBLISH | PRODUCTION | Engine RUN-5F3B32BB976D4AE2 / 2026-09 / Core 0.965
QSOR-0000503 | EXP-0123 | 177.8073 | 0.95537 | 169.8712 |  | 0 | 0% | 169.8712 | -4.463% | PASS | PUBLISH | PRODUCTION | Engine RUN-5F3B32BB976D4AE2 / 2026-09 / Core 0.965
QSOR-0000504 | EXP-0123 | 287.9172 | 0.95537 | 275.0664 |  | 0 | 0% | 275.0664 | -4.463% | PASS | PUBLISH | PRODUCTION | Engine RUN-5F3B32BB976D4AE2 / 2026-09 / Core 0.965
QSOR-0000505 | EXP-0123 | 385.8713 | 0.95537 | 368.6485 |  | 0 | 0% | 368.6485 | -4.463% | PASS | PUBLISH | PRODUCTION | Engine RUN-5F3B32BB976D4AE2 / 2026-09 / Core 0.965
QSOR-0000506 | EXP-0123 | 523.173 | 0.95537 | 499.822 |  | 0 | 0% | 499.822 | -4.463% | PASS | PUBLISH | PRODUCTION | Engine RUN-5F3B32BB976D4AE2 / 2026-09 / Core 0.965
QSOR-0000507 | EXP-0124 | 36.8384 | 0.95537 | 35.1941 |  | 0 | 0% | 35.1941 | -4.463% | PASS | PUBLISH | PRODUCTION | Engine RUN-5F3B32BB976D4AE2 / 2026-09 / Core 0.965
QSOR-0000508 | EXP-0124 | 37.8705 | 0.95537 | 36.1802 |  | 0 | 0% | 36.1802 | -4.463% | PASS | PUBLISH | PRODUCTION | Engine RUN-5F3B32BB976D4AE2 / 2026-09 / Core 0.965
QSOR-0000509 | EXP-0124 | 39.9176 | 0.95537 | 38.1359 |  | 0 | 0% | 38.1359 | -4.463% | PASS | PUBLISH | PRODUCTION | Engine RUN-5F3B32BB976D4AE2 / 2026-09 / Core 0.965
QSOR-0000510 | EXP-0124 | 43.3837 | 0.95537 | 41.4474 |  | 0 | 0% | 41.4474 | -4.463% | PASS | PUBLISH | PRODUCTION | Engine RUN-5F3B32BB976D4AE2 / 2026-09 / Core 0.965
QSOR-0000511 | EXP-0124 | 60.4974 | 0.95537 | 57.7972 |  | 0 | 0% | 57.7972 | -4.463% | PASS | PUBLISH | PRODUCTION | Engine RUN-5F3B32BB976D4AE2 / 2026-09 / Core 0.965
QSOR-0000512 | EXP-0124 | 68.0064 | 0.95537 | 64.9711 |  | 0 | 0% | 64.9711 | -4.463% | PASS | PUBLISH | PRODUCTION | Engine RUN-5F3B32BB976D4AE2 / 2026-09 / Core 0.965
QSOR-0000513 | EXP-0124 | 82.9643 | 0.95537 | 79.2613 |  | 0 | 0% | 79.2613 | -4.463% | PASS | PUBLISH | PRODUCTION | Engine RUN-5F3B32BB976D4AE2 / 2026-09 / Core 0.965
QSOR-0000514 | EXP-0124 | 170.4649 | 0.95537 | 162.8565 |  | 0 | 0% | 162.8565 | -4.463% | PASS | PUBLISH | PRODUCTION | Engine RUN-5F3B32BB976D4AE2 / 2026-09 / Core 0.965
QSOR-0000515 | EXP-0124 | 306.3215 | 0.95537 | 292.6493 |  | 0 | 0% | 292.6493 | -4.463% | PASS | PUBLISH | PRODUCTION | Engine RUN-5F3B32BB976D4AE2 / 2026-09 / Core 0.965
QSOR-0000516 | EXP-0124 | 409.7404 | 0.95537 | 391.4523 |  | 0 | 0% | 391.4523 | -4.463% | PASS | PUBLISH | PRODUCTION | Engine RUN-5F3B32BB976D4AE2 / 2026-09 / Core 0.965
QSOR-0000517 | EXP-0124 | 553.9662 | 0.95537 | 529.2408 |  | 0 | 0% | 529.2408 | -4.463% | PASS | PUBLISH | PRODUCTION | Engine RUN-5F3B32BB976D4AE2 / 2026-09 / Core 0.965
QSOR-0000518 | EXP-0125 | 23.5249 | 0.95537 | 22.4749 |  | 0 | 0% | 22.4749 | -4.463% | PASS | PUBLISH | PRODUCTION | Engine RUN-5F3B32BB976D4AE2 / 2026-09 / Core 0.965
QSOR-0000519 | EXP-0125 | 26.0087 | 0.95537 | 24.8478 |  | 0 | 0% | 24.8478 | -4.463% | PASS | PUBLISH | PRODUCTION | Engine RUN-5F3B32BB976D4AE2 / 2026-09 / Core 0.965
QSOR-0000520 | EXP-0125 | 28.5031 | 0.95537 | 27.231 |  | 0 | 0% | 27.231 | -4.463% | PASS | PUBLISH | PRODUCTION | Engine RUN-5F3B32BB976D4AE2 / 2026-09 / Core 0.965
QSOR-0000521 | EXP-0125 | 29.1778 | 0.95537 | 27.8755 |  | 0 | 0% | 27.8755 | -4.463% | PASS | PUBLISH | PRODUCTION | Engine RUN-5F3B32BB976D4AE2 / 2026-09 / Core 0.965
QSOR-0000522 | EXP-0125 | 32.099 | 0.95537 | 30.6663 |  | 0 | 0% | 30.6663 | -4.463% | PASS | PUBLISH | PRODUCTION | Engine RUN-5F3B32BB976D4AE2 / 2026-09 / Core 0.965
QSOR-0000523 | EXP-0125 | 36.4483 | 0.95537 | 34.8215 |  | 0 | 0% | 34.8215 | -4.463% | PASS | PUBLISH | PRODUCTION | Engine RUN-5F3B32BB976D4AE2 / 2026-09 / Core 0.965
QSOR-0000524 | EXP-0125 | 38.9025 | 0.95537 | 37.1662 |  | 0 | 0% | 37.1662 | -4.463% | PASS | PUBLISH | PRODUCTION | Engine RUN-5F3B32BB976D4AE2 / 2026-09 / Core 0.965
QSOR-0000525 | EXP-0125 | 47.9711 | 0.95537 | 45.83 |  | 0 | 0% | 45.83 | -4.463% | PASS | PUBLISH | PRODUCTION | Engine RUN-5F3B32BB976D4AE2 / 2026-09 / Core 0.965
QSOR-0000526 | EXP-0125 | 50.4216 | 0.95537 | 48.1711 |  | 0 | 0% | 48.1711 | -4.463% | PASS | PUBLISH | PRODUCTION | Engine RUN-5F3B32BB976D4AE2 / 2026-09 / Core 0.965
QSOR-0000527 | EXP-0125 | 55.4463 | 0.95537 | 52.9715 |  | 0 | 0% | 52.9715 | -4.463% | PASS | PUBLISH | PRODUCTION | Engine RUN-5F3B32BB976D4AE2 / 2026-09 / Core 0.965
QSOR-0000528 | EXP-0125 | 78.5361 | 0.95537 | 75.0307 |  | 0 | 0% | 75.0307 | -4.463% | PASS | PUBLISH | PRODUCTION | Engine RUN-5F3B32BB976D4AE2 / 2026-09 / Core 0.965
QSOR-0000529 | EXP-0125 | 84.0054 | 0.95537 | 80.2559 |  | 0 | 0% | 80.2559 | -4.463% | PASS | PUBLISH | PRODUCTION | Engine RUN-5F3B32BB976D4AE2 / 2026-09 / Core 0.965
QSOR-0000530 | EXP-0125 | 106.401 | 0.95537 | 101.6519 |  | 0 | 0% | 101.6519 | -4.463% | PASS | PUBLISH | PRODUCTION | Engine RUN-5F3B32BB976D4AE2 / 2026-09 / Core 0.965
QSOR-0000531 | EXP-0125 | 134.8295 | 0.95537 | 128.8116 |  | 0 | 0% | 128.8116 | -4.463% | PASS | PUBLISH | PRODUCTION | Engine RUN-5F3B32BB976D4AE2 / 2026-09 / Core 0.965
QSOR-0000532 | EXP-0125 | 152.9941 | 0.95537 | 146.1655 |  | 0 | 0% | 146.1655 | -4.463% | PASS | PUBLISH | PRODUCTION | Engine RUN-5F3B32BB976D4AE2 / 2026-09 / Core 0.965
QSOR-0000533 | EXP-0125 | 185.7193 | 0.95537 | 177.43 |  | 0 | 0% | 177.43 | -4.463% | PASS | PUBLISH | PRODUCTION | Engine RUN-5F3B32BB976D4AE2 / 2026-09 / Core 0.965
QSOR-0000534 | EXP-0125 | 239.14 | 0.95537 | 228.4664 |  | 0 | 0% | 228.4664 | -4.463% | PASS | PUBLISH | PRODUCTION | Engine RUN-5F3B32BB976D4AE2 / 2026-09 / Core 0.965
QSOR-0000535 | EXP-0126 | 30.8115 | 0.95537 | 29.4363 |  | 0 | 0% | 29.4363 | -4.463% | PASS | PUBLISH | PRODUCTION | Engine RUN-5F3B32BB976D4AE2 / 2026-09 / Core 0.965
QSOR-0000536 | EXP-0126 | 32.8899 | 0.95537 | 31.4219 |  | 0 | 0% | 31.4219 | -4.463% | PASS | PUBLISH | PRODUCTION | Engine RUN-5F3B32BB976D4AE2 / 2026-09 / Core 0.965
QSOR-0000537 | EXP-0126 | 34.8041 | 0.95537 | 33.2507 |  | 0 | 0% | 33.2507 | -4.463% | PASS | PUBLISH | PRODUCTION | Engine RUN-5F3B32BB976D4AE2 / 2026-09 / Core 0.965
QSOR-0000538 | EXP-0126 | 36.0993 | 0.95537 | 34.4881 |  | 0 | 0% | 34.4881 | -4.463% | PASS | PUBLISH | PRODUCTION | Engine RUN-5F3B32BB976D4AE2 / 2026-09 / Core 0.965
QSOR-0000539 | EXP-0126 | 37.8157 | 0.95537 | 36.1279 |  | 0 | 0% | 36.1279 | -4.463% | PASS | PUBLISH | PRODUCTION | Engine RUN-5F3B32BB976D4AE2 / 2026-09 / Core 0.965
QSOR-0000540 | EXP-0126 | 41.0938 | 0.95537 | 39.2597 |  | 0 | 0% | 39.2597 | -4.463% | PASS | PUBLISH | PRODUCTION | Engine RUN-5F3B32BB976D4AE2 / 2026-09 / Core 0.965
QSOR-0000541 | EXP-0126 | 45.0753 | 0.95537 | 43.0634 |  | 0 | 0% | 43.0634 | -4.463% | PASS | PUBLISH | PRODUCTION | Engine RUN-5F3B32BB976D4AE2 / 2026-09 / Core 0.965
QSOR-0000542 | EXP-0126 | 46.0519 | 0.95537 | 43.9964 |  | 0 | 0% | 43.9964 | -4.463% | PASS | PUBLISH | PRODUCTION | Engine RUN-5F3B32BB976D4AE2 / 2026-09 / Core 0.965
QSOR-0000543 | EXP-0126 | 45.9963 | 0.95537 | 43.9433 |  | 0 | 0% | 43.9433 | -4.463% | PASS | PUBLISH | PRODUCTION | Engine RUN-5F3B32BB976D4AE2 / 2026-09 / Core 0.965
QSOR-0000544 | EXP-0126 | 75.6745 | 0.95537 | 72.2969 |  | 0 | 0% | 72.2969 | -4.463% | PASS | PUBLISH | PRODUCTION | Engine RUN-5F3B32BB976D4AE2 / 2026-09 / Core 0.965
QSOR-0000545 | EXP-0126 | 68.3828 | 0.95537 | 65.3307 |  | 0 | 0% | 65.3307 | -4.463% | PASS | PUBLISH | PRODUCTION | Engine RUN-5F3B32BB976D4AE2 / 2026-09 / Core 0.965
QSOR-0000546 | EXP-0126 | 152.144 | 0.95537 | 145.3533 |  | 0 | 0% | 145.3533 | -4.463% | PASS | PUBLISH | PRODUCTION | Engine RUN-5F3B32BB976D4AE2 / 2026-09 / Core 0.965
QSOR-0000547 | EXP-0126 | 265.7384 | 0.95537 | 253.8776 |  | 0 | 0% | 253.8776 | -4.463% | PASS | PUBLISH | PRODUCTION | Engine RUN-5F3B32BB976D4AE2 / 2026-09 / Core 0.965
QSOR-0000548 | EXP-0126 | 257.4049 | 0.95537 | 245.916 |  | 0 | 0% | 245.916 | -4.463% | PASS | PUBLISH | PRODUCTION | Engine RUN-5F3B32BB976D4AE2 / 2026-09 / Core 0.965
QSOR-0000549 | EXP-0126 | 424.5998 | 0.95537 | 405.6484 |  | 0 | 0% | 405.6484 | -4.463% | PASS | PUBLISH | PRODUCTION | Engine RUN-5F3B32BB976D4AE2 / 2026-09 / Core 0.965
QSOR-0000550 | EXP-0126 | 515.6968 | 0.95537 | 492.6794 |  | 0 | 0% | 492.6794 | -4.463% | PASS | PUBLISH | PRODUCTION | Engine RUN-5F3B32BB976D4AE2 / 2026-09 / Core 0.965
QSOR-0000551 | EXP-0127 | 16.4875 | 0.95537 | 15.7516 |  | 0 | 0% | 15.7516 | -4.463% | PASS | PUBLISH | PRODUCTION | Engine RUN-5F3B32BB976D4AE2 / 2026-09 / Core 0.965
QSOR-0000552 | EXP-0127 | 17.492 | 0.95537 | 16.7113 |  | 0 | 0% | 16.7113 | -4.463% | PASS | PUBLISH | PRODUCTION | Engine RUN-5F3B32BB976D4AE2 / 2026-09 / Core 0.965
QSOR-0000553 | EXP-0127 | 19.1513 | 0.95537 | 18.2965 |  | 0 | 0% | 18.2965 | -4.463% | PASS | PUBLISH | PRODUCTION | Engine RUN-5F3B32BB976D4AE2 / 2026-09 / Core 0.965
QSOR-0000554 | EXP-0127 | 20.9173 | 0.95537 | 19.9837 |  | 0 | 0% | 19.9837 | -4.463% | PASS | PUBLISH | PRODUCTION | Engine RUN-5F3B32BB976D4AE2 / 2026-09 / Core 0.965
QSOR-0000555 | EXP-0127 | 21.8549 | 0.95537 | 20.8794 |  | 0 | 0% | 20.8794 | -4.463% | PASS | PUBLISH | PRODUCTION | Engine RUN-5F3B32BB976D4AE2 / 2026-09 / Core 0.965
QSOR-0000556 | EXP-0127 | 22.5657 | 0.95537 | 21.5585 |  | 0 | 0% | 21.5585 | -4.463% | PASS | PUBLISH | PRODUCTION | Engine RUN-5F3B32BB976D4AE2 / 2026-09 / Core 0.965
QSOR-0000557 | EXP-0127 | 24.4636 | 0.95537 | 23.3717 |  | 0 | 0% | 23.3717 | -4.463% | PASS | PUBLISH | PRODUCTION | Engine RUN-5F3B32BB976D4AE2 / 2026-09 / Core 0.965
QSOR-0000558 | EXP-0127 | 26.8179 | 0.95537 | 25.6209 |  | 0 | 0% | 25.6209 | -4.463% | PASS | PUBLISH | PRODUCTION | Engine RUN-5F3B32BB976D4AE2 / 2026-09 / Core 0.965
QSOR-0000559 | EXP-0127 | 30.1067 | 0.95537 | 28.7629 |  | 0 | 0% | 28.7629 | -4.463% | PASS | PUBLISH | PRODUCTION | Engine RUN-5F3B32BB976D4AE2 / 2026-09 / Core 0.965
QSOR-0000560 | EXP-0127 | 36.1624 | 0.95537 | 34.5483 |  | 0 | 0% | 34.5483 | -4.463% | PASS | PUBLISH | PRODUCTION | Engine RUN-5F3B32BB976D4AE2 / 2026-09 / Core 0.965
QSOR-0000561 | EXP-0127 | 61.1384 | 0.95537 | 58.4096 |  | 0 | 0% | 58.4096 | -4.463% | PASS | PUBLISH | PRODUCTION | Engine RUN-5F3B32BB976D4AE2 / 2026-09 / Core 0.965
QSOR-0000562 | EXP-0127 | 66.5558 | 0.95537 | 63.5852 |  | 0 | 0% | 63.5852 | -4.463% | PASS | PUBLISH | PRODUCTION | Engine RUN-5F3B32BB976D4AE2 / 2026-09 / Core 0.965
QSOR-0000563 | EXP-0127 | 85.5836 | 0.95537 | 81.7637 |  | 0 | 0% | 81.7637 | -4.463% | PASS | PUBLISH | PRODUCTION | Engine RUN-5F3B32BB976D4AE2 / 2026-09 / Core 0.965
QSOR-0000564 | EXP-0127 | 102.9463 | 0.95537 | 98.3514 |  | 0 | 0% | 98.3514 | -4.463% | PASS | PUBLISH | PRODUCTION | Engine RUN-5F3B32BB976D4AE2 / 2026-09 / Core 0.965
QSOR-0000565 | EXP-0127 | 107.3744 | 0.95537 | 102.5819 |  | 0 | 0% | 102.5819 | -4.463% | PASS | PUBLISH | PRODUCTION | Engine RUN-5F3B32BB976D4AE2 / 2026-09 / Core 0.965
QSOR-0000566 | EXP-0127 | 131.0428 | 0.95537 | 125.1939 |  | 0 | 0% | 125.1939 | -4.463% | PASS | PUBLISH | PRODUCTION | Engine RUN-5F3B32BB976D4AE2 / 2026-09 / Core 0.965
QSOR-0000567 | EXP-0128 | 36.7493 | 0.95537 | 35.1091 |  | 0 | 0% | 35.1091 | -4.463% | PASS | PUBLISH | PRODUCTION | Engine RUN-5F3B32BB976D4AE2 / 2026-09 / Core 0.965
QSOR-0000568 | EXP-0128 | 42.7355 | 0.95537 | 40.828 |  | 0 | 0% | 40.828 | -4.463% | PASS | PUBLISH | PRODUCTION | Engine RUN-5F3B32BB976D4AE2 / 2026-09 / Core 0.965
QSOR-0000569 | EXP-0128 | 45.1123 | 0.95537 | 43.0988 |  | 0 | 0% | 43.0988 | -4.463% | PASS | PUBLISH | PRODUCTION | Engine RUN-5F3B32BB976D4AE2 / 2026-09 / Core 0.965
QSOR-0000570 | EXP-0128 | 47.0753 | 0.95537 | 44.9741 |  | 0 | 0% | 44.9741 | -4.463% | PASS | PUBLISH | PRODUCTION | Engine RUN-5F3B32BB976D4AE2 / 2026-09 / Core 0.965
QSOR-0000571 | EXP-0128 | 49.2841 | 0.95537 | 47.0844 |  | 0 | 0% | 47.0844 | -4.463% | PASS | PUBLISH | PRODUCTION | Engine RUN-5F3B32BB976D4AE2 / 2026-09 / Core 0.965
QSOR-0000572 | EXP-0128 | 49.6343 | 0.95537 | 47.419 |  | 0 | 0% | 47.419 | -4.463% | PASS | PUBLISH | PRODUCTION | Engine RUN-5F3B32BB976D4AE2 / 2026-09 / Core 0.965
QSOR-0000573 | EXP-0128 | 93.2166 | 0.95537 | 89.056 |  | 0 | 0% | 89.056 | -4.463% | PASS | PUBLISH | PRODUCTION | Engine RUN-5F3B32BB976D4AE2 / 2026-09 / Core 0.965
QSOR-0000574 | EXP-0128 | 97.8106 | 0.95537 | 93.445 |  | 0 | 0% | 93.445 | -4.463% | PASS | PUBLISH | PRODUCTION | Engine RUN-5F3B32BB976D4AE2 / 2026-09 / Core 0.965
QSOR-0000575 | EXP-0128 | 102.7338 | 0.95537 | 98.1484 |  | 0 | 0% | 98.1484 | -4.463% | PASS | PUBLISH | PRODUCTION | Engine RUN-5F3B32BB976D4AE2 / 2026-09 / Core 0.965
QSOR-0000576 | EXP-0128 | 106.6225 | 0.95537 | 101.8636 |  | 0 | 0% | 101.8636 | -4.463% | PASS | PUBLISH | PRODUCTION | Engine RUN-5F3B32BB976D4AE2 / 2026-09 / Core 0.965
QSOR-0000577 | EXP-0128 | 131.0597 | 0.95537 | 125.21 |  | 0 | 0% | 125.21 | -4.463% | PASS | PUBLISH | PRODUCTION | Engine RUN-5F3B32BB976D4AE2 / 2026-09 / Core 0.965
QSOR-0000578 | EXP-0128 | 253.763 | 0.95537 | 242.4367 |  | 0 | 0% | 242.4367 | -4.463% | PASS | PUBLISH | PRODUCTION | Engine RUN-5F3B32BB976D4AE2 / 2026-09 / Core 0.965
QSOR-0000579 | EXP-0128 | 276.1855 | 0.95537 | 263.8584 |  | 0 | 0% | 263.8584 | -4.463% | PASS | PUBLISH | PRODUCTION | Engine RUN-5F3B32BB976D4AE2 / 2026-09 / Core 0.965
QSOR-0000580 | EXP-0129 | 30.543 | 0.95537 | 29.1798 |  | 0 | 0% | 29.1798 | -4.463% | PASS | PUBLISH | PRODUCTION | Engine RUN-5F3B32BB976D4AE2 / 2026-09 / Core 0.965
QSOR-0000581 | EXP-0129 | 32.1083 | 0.95537 | 30.6752 |  | 0 | 0% | 30.6752 | -4.463% | PASS | PUBLISH | PRODUCTION | Engine RUN-5F3B32BB976D4AE2 / 2026-09 / Core 0.965
QSOR-0000582 | EXP-0129 | 43.4683 | 0.95537 | 41.5282 |  | 0 | 0% | 41.5282 | -4.463% | PASS | PUBLISH | PRODUCTION | Engine RUN-5F3B32BB976D4AE2 / 2026-09 / Core 0.965
QSOR-0000583 | EXP-0129 | 49.3817 | 0.95537 | 47.1776 |  | 0 | 0% | 47.1776 | -4.463% | PASS | PUBLISH | PRODUCTION | Engine RUN-5F3B32BB976D4AE2 / 2026-09 / Core 0.965
QSOR-0000584 | EXP-0129 | 55.7054 | 0.95537 | 53.2191 |  | 0 | 0% | 53.2191 | -4.463% | PASS | PUBLISH | PRODUCTION | Engine RUN-5F3B32BB976D4AE2 / 2026-09 / Core 0.965
QSOR-0000585 | EXP-0129 | 61.1652 | 0.95537 | 58.4352 |  | 0 | 0% | 58.4352 | -4.463% | PASS | PUBLISH | PRODUCTION | Engine RUN-5F3B32BB976D4AE2 / 2026-09 / Core 0.965
QSOR-0000586 | EXP-0129 | 66.9699 | 0.95537 | 63.9808 |  | 0 | 0% | 63.9808 | -4.463% | PASS | PUBLISH | PRODUCTION | Engine RUN-5F3B32BB976D4AE2 / 2026-09 / Core 0.965
QSOR-0000587 | EXP-0129 | 81.7646 | 0.95537 | 78.1151 |  | 0 | 0% | 78.1151 | -4.463% | PASS | PUBLISH | PRODUCTION | Engine RUN-5F3B32BB976D4AE2 / 2026-09 / Core 0.965
QSOR-0000588 | EXP-0129 | 95.1258 | 0.95537 | 90.8801 |  | 0 | 0% | 90.8801 | -4.463% | PASS | PUBLISH | PRODUCTION | Engine RUN-5F3B32BB976D4AE2 / 2026-09 / Core 0.965
QSOR-0000589 | EXP-0129 | 176.278 | 0.95537 | 168.4101 |  | 0 | 0% | 168.4101 | -4.463% | PASS | PUBLISH | PRODUCTION | Engine RUN-5F3B32BB976D4AE2 / 2026-09 / Core 0.965
QSOR-0000590 | EXP-0129 | 204.8211 | 0.95537 | 195.6792 |  | 0 | 0% | 195.6792 | -4.463% | PASS | PUBLISH | PRODUCTION | Engine RUN-5F3B32BB976D4AE2 / 2026-09 / Core 0.965
QSOR-0000591 | EXP-0129 | 216.3527 | 0.95537 | 206.6962 |  | 0 | 0% | 206.6962 | -4.463% | PASS | PUBLISH | PRODUCTION | Engine RUN-5F3B32BB976D4AE2 / 2026-09 / Core 0.965
QSOR-0000592 | EXP-0129 | 299.9732 | 0.95537 | 286.5844 |  | 0 | 0% | 286.5844 | -4.463% | PASS | PUBLISH | PRODUCTION | Engine RUN-5F3B32BB976D4AE2 / 2026-09 / Core 0.965
QSOR-0000593 | EXP-0129 | 393.6503 | 0.95537 | 376.0804 |  | 0 | 0% | 376.0804 | -4.463% | PASS | PUBLISH | PRODUCTION | Engine RUN-5F3B32BB976D4AE2 / 2026-09 / Core 0.965
QSOR-0000594 | EXP-0130 | 28.8654 | 0.95537 | 27.5771 |  | 0 | 0% | 27.5771 | -4.463% | PASS | PUBLISH | PRODUCTION | Engine RUN-5F3B32BB976D4AE2 / 2026-09 / Core 0.965
QSOR-0000595 | EXP-0130 | 33.0581 | 0.95537 | 31.5826 |  | 0 | 0% | 31.5826 | -4.463% | PASS | PUBLISH | PRODUCTION | Engine RUN-5F3B32BB976D4AE2 / 2026-09 / Core 0.965
QSOR-0000596 | EXP-0130 | 33.6495 | 0.95537 | 32.1476 |  | 0 | 0% | 32.1476 | -4.463% | PASS | PUBLISH | PRODUCTION | Engine RUN-5F3B32BB976D4AE2 / 2026-09 / Core 0.965
QSOR-0000597 | EXP-0130 | 35.777 | 0.95537 | 34.1802 |  | 0 | 0% | 34.1802 | -4.463% | PASS | PUBLISH | PRODUCTION | Engine RUN-5F3B32BB976D4AE2 / 2026-09 / Core 0.965
QSOR-0000598 | EXP-0130 | 38.8533 | 0.95537 | 37.1192 |  | 0 | 0% | 37.1192 | -4.463% | PASS | PUBLISH | PRODUCTION | Engine RUN-5F3B32BB976D4AE2 / 2026-09 / Core 0.965
QSOR-0000599 | EXP-0130 | 52.886 | 0.95537 | 50.5255 |  | 0 | 0% | 50.5255 | -4.463% | PASS | PUBLISH | PRODUCTION | Engine RUN-5F3B32BB976D4AE2 / 2026-09 / Core 0.965
QSOR-0000600 | EXP-0130 | 59.5732 | 0.95537 | 56.9142 |  | 0 | 0% | 56.9142 | -4.463% | PASS | PUBLISH | PRODUCTION | Engine RUN-5F3B32BB976D4AE2 / 2026-09 / Core 0.965
QSOR-0000601 | EXP-0130 | 72.4227 | 0.95537 | 69.1902 |  | 0 | 0% | 69.1902 | -4.463% | PASS | PUBLISH | PRODUCTION | Engine RUN-5F3B32BB976D4AE2 / 2026-09 / Core 0.965
QSOR-0000602 | EXP-0130 | 152.3294 | 0.95537 | 145.5305 |  | 0 | 0% | 145.5305 | -4.463% | PASS | PUBLISH | PRODUCTION | Engine RUN-5F3B32BB976D4AE2 / 2026-09 / Core 0.965
QSOR-0000603 | EXP-0130 | 156.9915 | 0.95537 | 149.9844 |  | 0 | 0% | 149.9844 | -4.463% | PASS | PUBLISH | PRODUCTION | Engine RUN-5F3B32BB976D4AE2 / 2026-09 / Core 0.965
QSOR-0000604 | EXP-0130 | 273.0671 | 0.95537 | 260.8792 |  | 0 | 0% | 260.8792 | -4.463% | PASS | PUBLISH | PRODUCTION | Engine RUN-5F3B32BB976D4AE2 / 2026-09 / Core 0.965
QSOR-0000605 | EXP-0130 | 367.0221 | 0.95537 | 350.6406 |  | 0 | 0% | 350.6406 | -4.463% | PASS | PUBLISH | PRODUCTION | Engine RUN-5F3B32BB976D4AE2 / 2026-09 / Core 0.965
QSOR-0000606 | EXP-0130 | 501.2792 | 0.95537 | 478.9054 |  | 0 | 0% | 478.9054 | -4.463% | PASS | PUBLISH | PRODUCTION | Engine RUN-5F3B32BB976D4AE2 / 2026-09 / Core 0.965
QSOR-0000607 | EXP-0131 | 34.7546 | 0.95537 | 33.2033 |  | 0 | 0% | 33.2033 | -4.463% | PASS | PUBLISH | PRODUCTION | Engine RUN-5F3B32BB976D4AE2 / 2026-09 / Core 0.965
QSOR-0000608 | EXP-0131 | 35.5728 | 0.95537 | 33.9851 |  | 0 | 0% | 33.9851 | -4.463% | PASS | PUBLISH | PRODUCTION | Engine RUN-5F3B32BB976D4AE2 / 2026-09 / Core 0.965
QSOR-0000609 | EXP-0131 | 37.4467 | 0.95537 | 35.7753 |  | 0 | 0% | 35.7753 | -4.463% | PASS | PUBLISH | PRODUCTION | Engine RUN-5F3B32BB976D4AE2 / 2026-09 / Core 0.965
QSOR-0000610 | EXP-0131 | 41.4169 | 0.95537 | 39.5683 |  | 0 | 0% | 39.5683 | -4.463% | PASS | PUBLISH | PRODUCTION | Engine RUN-5F3B32BB976D4AE2 / 2026-09 / Core 0.965
QSOR-0000611 | EXP-0131 | 56.3475 | 0.95537 | 53.8326 |  | 0 | 0% | 53.8326 | -4.463% | PASS | PUBLISH | PRODUCTION | Engine RUN-5F3B32BB976D4AE2 / 2026-09 / Core 0.965
QSOR-0000612 | EXP-0131 | 63.65 | 0.95537 | 60.8091 |  | 0 | 0% | 60.8091 | -4.463% | PASS | PUBLISH | PRODUCTION | Engine RUN-5F3B32BB976D4AE2 / 2026-09 / Core 0.965
QSOR-0000613 | EXP-0131 | 77.7277 | 0.95537 | 74.2585 |  | 0 | 0% | 74.2585 | -4.463% | PASS | PUBLISH | PRODUCTION | Engine RUN-5F3B32BB976D4AE2 / 2026-09 / Core 0.965
QSOR-0000614 | EXP-0131 | 161.3279 | 0.95537 | 154.1273 |  | 0 | 0% | 154.1273 | -4.463% | PASS | PUBLISH | PRODUCTION | Engine RUN-5F3B32BB976D4AE2 / 2026-09 / Core 0.965
QSOR-0000615 | EXP-0131 | 290.4938 | 0.95537 | 277.528 |  | 0 | 0% | 277.528 | -4.463% | PASS | PUBLISH | PRODUCTION | Engine RUN-5F3B32BB976D4AE2 / 2026-09 / Core 0.965
QSOR-0000616 | EXP-0131 | 389.0591 | 0.95537 | 371.694 |  | 0 | 0% | 371.694 | -4.463% | PASS | PUBLISH | PRODUCTION | Engine RUN-5F3B32BB976D4AE2 / 2026-09 / Core 0.965
QSOR-0000617 | EXP-0131 | 525.8924 | 0.95537 | 502.42 |  | 0 | 0% | 502.42 | -4.463% | PASS | PUBLISH | PRODUCTION | Engine RUN-5F3B32BB976D4AE2 / 2026-09 / Core 0.965
QSOR-0000618 | EXP-0132 | 16.9635 | 0.95537 | 16.2064 |  | 0 | 0% | 16.2064 | -4.463% | PASS | PUBLISH | PRODUCTION | Engine RUN-5F3B32BB976D4AE2 / 2026-09 / Core 0.965
QSOR-0000619 | EXP-0132 | 19.8642 | 0.95537 | 18.9776 |  | 0 | 0% | 18.9776 | -4.463% | PASS | PUBLISH | PRODUCTION | Engine RUN-5F3B32BB976D4AE2 / 2026-09 / Core 0.965
QSOR-0000620 | EXP-0132 | 27.5067 | 0.95537 | 26.279 |  | 0 | 0% | 26.279 | -4.463% | PASS | PUBLISH | PRODUCTION | Engine RUN-5F3B32BB976D4AE2 / 2026-09 / Core 0.965
QSOR-0000621 | EXP-0132 | 44.5723 | 0.95537 | 42.5829 |  | 0 | 0% | 42.5829 | -4.463% | PASS | PUBLISH | PRODUCTION | Engine RUN-5F3B32BB976D4AE2 / 2026-09 / Core 0.965
QSOR-0000622 | EXP-0132 | 47.437 | 0.95537 | 45.3197 |  | 0 | 0% | 45.3197 | -4.463% | PASS | PUBLISH | PRODUCTION | Engine RUN-5F3B32BB976D4AE2 / 2026-09 / Core 0.965
QSOR-0000623 | EXP-0132 | 50.0702 | 0.95537 | 47.8354 |  | 0 | 0% | 47.8354 | -4.463% | PASS | PUBLISH | PRODUCTION | Engine RUN-5F3B32BB976D4AE2 / 2026-09 / Core 0.965
QSOR-0000624 | EXP-0132 | 54.2554 | 0.95537 | 51.8338 |  | 0 | 0% | 51.8338 | -4.463% | PASS | PUBLISH | PRODUCTION | Engine RUN-5F3B32BB976D4AE2 / 2026-09 / Core 0.965
QSOR-0000625 | EXP-0132 | 63.2331 | 0.95537 | 60.4108 |  | 0 | 0% | 60.4108 | -4.463% | PASS | PUBLISH | PRODUCTION | Engine RUN-5F3B32BB976D4AE2 / 2026-09 / Core 0.965
QSOR-0000626 | EXP-0132 | 76.6538 | 0.95537 | 73.2325 |  | 0 | 0% | 73.2325 | -4.463% | PASS | PUBLISH | PRODUCTION | Engine RUN-5F3B32BB976D4AE2 / 2026-09 / Core 0.965
QSOR-0000627 | EXP-0133 | 49.8715 | 0.95537 | 47.6456 |  | 0 | 0% | 47.6456 | -4.463% | PASS | PUBLISH | PRODUCTION | Engine RUN-5F3B32BB976D4AE2 / 2026-09 / Core 0.965
QSOR-0000628 | EXP-0133 | 52.1501 | 0.95537 | 49.8225 |  | 0 | 0% | 49.8225 | -4.463% | PASS | PUBLISH | PRODUCTION | Engine RUN-5F3B32BB976D4AE2 / 2026-09 / Core 0.965
QSOR-0000629 | EXP-0133 | 67.9138 | 0.95537 | 64.8826 |  | 0 | 0% | 64.8826 | -4.463% | PASS | PUBLISH | PRODUCTION | Engine RUN-5F3B32BB976D4AE2 / 2026-09 / Core 0.965
QSOR-0000630 | EXP-0134 | 8.7815 | 0.95537 | 8.3895 |  | 0 | 0% | 8.3895 | -4.463% | PASS | PUBLISH | PRODUCTION | Engine RUN-5F3B32BB976D4AE2 / 2026-09 / Core 0.965
QSOR-0000631 | EXP-0134 | 12.9258 | 0.95537 | 12.3488 |  | 0 | 0% | 12.3488 | -4.463% | PASS | PUBLISH | PRODUCTION | Engine RUN-5F3B32BB976D4AE2 / 2026-09 / Core 0.965
QSOR-0000632 | EXP-0134 | 14.6226 | 0.95537 | 13.9699 |  | 0 | 0% | 13.9699 | -4.463% | PASS | PUBLISH | PRODUCTION | Engine RUN-5F3B32BB976D4AE2 / 2026-09 / Core 0.965
QSOR-0000633 | EXP-0134 | 22.5688 | 0.95537 | 21.5615 |  | 0 | 0% | 21.5615 | -4.463% | PASS | PUBLISH | PRODUCTION | Engine RUN-5F3B32BB976D4AE2 / 2026-09 / Core 0.965
QSOR-0000634 | EXP-0134 | 24.7777 | 0.95537 | 23.6718 |  | 0 | 0% | 23.6718 | -4.463% | PASS | PUBLISH | PRODUCTION | Engine RUN-5F3B32BB976D4AE2 / 2026-09 / Core 0.965
QSOR-0000635 | EXP-0134 | 28.308 | 0.95537 | 27.0445 |  | 0 | 0% | 27.0445 | -4.463% | PASS | PUBLISH | PRODUCTION | Engine RUN-5F3B32BB976D4AE2 / 2026-09 / Core 0.965
QSOR-0000636 | EXP-0134 | 29.4171 | 0.95537 | 28.1041 |  | 0 | 0% | 28.1041 | -4.463% | PASS | PUBLISH | PRODUCTION | Engine RUN-5F3B32BB976D4AE2 / 2026-09 / Core 0.965
QSOR-0000637 | EXP-0134 | 31.1787 | 0.95537 | 29.7871 |  | 0 | 0% | 29.7871 | -4.463% | PASS | PUBLISH | PRODUCTION | Engine RUN-5F3B32BB976D4AE2 / 2026-09 / Core 0.965
QSOR-0000638 | EXP-0134 | 31.493 | 0.95537 | 30.0873 |  | 0 | 0% | 30.0873 | -4.463% | PASS | PUBLISH | PRODUCTION | Engine RUN-5F3B32BB976D4AE2 / 2026-09 / Core 0.965
QSOR-0000639 | EXP-0135 | 19.3661 | 0.95537 | 18.5017 |  | 0 | 0% | 18.5017 | -4.463% | PASS | PUBLISH | PRODUCTION | Engine RUN-5F3B32BB976D4AE2 / 2026-09 / Core 0.965
QSOR-0000640 | EXP-0135 | 19.4123 | 0.95537 | 18.5458 |  | 0 | 0% | 18.5458 | -4.463% | PASS | PUBLISH | PRODUCTION | Engine RUN-5F3B32BB976D4AE2 / 2026-09 / Core 0.965
QSOR-0000641 | EXP-0135 | 26.599 | 0.95537 | 25.4118 |  | 0 | 0% | 25.4118 | -4.463% | PASS | PUBLISH | PRODUCTION | Engine RUN-5F3B32BB976D4AE2 / 2026-09 / Core 0.965
QSOR-0000642 | EXP-0136 | 21.4495 | 0.95537 | 20.4921 |  | 0 | 0% | 20.4921 | -4.463% | PASS | PUBLISH | PRODUCTION | Engine RUN-5F3B32BB976D4AE2 / 2026-09 / Core 0.965
QSOR-0000643 | EXP-0136 | 22.7562 | 0.95537 | 21.7405 |  | 0 | 0% | 21.7405 | -4.463% | PASS | PUBLISH | PRODUCTION | Engine RUN-5F3B32BB976D4AE2 / 2026-09 / Core 0.965
QSOR-0000644 | EXP-0136 | 32.8329 | 0.95537 | 31.3675 |  | 0 | 0% | 31.3675 | -4.463% | PASS | PUBLISH | PRODUCTION | Engine RUN-5F3B32BB976D4AE2 / 2026-09 / Core 0.965
QSOR-0000645 | EXP-0136 | 49.09 | 0.95537 | 46.899 |  | 0 | 0% | 46.899 | -4.463% | PASS | PUBLISH | PRODUCTION | Engine RUN-5F3B32BB976D4AE2 / 2026-09 / Core 0.965
QSOR-0000646 | EXP-0136 | 53.8273 | 0.95537 | 51.4248 |  | 0 | 0% | 51.4248 | -4.463% | PASS | PUBLISH | PRODUCTION | Engine RUN-5F3B32BB976D4AE2 / 2026-09 / Core 0.965
QSOR-0000647 | EXP-0136 | 59.0831 | 0.95537 | 56.4461 |  | 0 | 0% | 56.4461 | -4.463% | PASS | PUBLISH | PRODUCTION | Engine RUN-5F3B32BB976D4AE2 / 2026-09 / Core 0.965
QSOR-0000648 | EXP-0137 | 35.2146 | 0.95537 | 33.6429 |  | 0 | 0% | 33.6429 | -4.463% | PASS | PUBLISH | PRODUCTION | Engine RUN-5F3B32BB976D4AE2 / 2026-09 / Core 0.965
QSOR-0000649 | EXP-0137 | 39.5143 | 0.95537 | 37.7506 |  | 0 | 0% | 37.7506 | -4.463% | PASS | PUBLISH | PRODUCTION | Engine RUN-5F3B32BB976D4AE2 / 2026-09 / Core 0.965
QSOR-0000650 | EXP-0137 | 43.1075 | 0.95537 | 41.1835 |  | 0 | 0% | 41.1835 | -4.463% | PASS | PUBLISH | PRODUCTION | Engine RUN-5F3B32BB976D4AE2 / 2026-09 / Core 0.965
QSOR-0000651 | EXP-0137 | 46.5066 | 0.95537 | 44.4308 |  | 0 | 0% | 44.4308 | -4.463% | PASS | PUBLISH | PRODUCTION | Engine RUN-5F3B32BB976D4AE2 / 2026-09 / Core 0.965
QSOR-0000652 | EXP-0137 | 50.8874 | 0.95537 | 48.6161 |  | 0 | 0% | 48.6161 | -4.463% | PASS | PUBLISH | PRODUCTION | Engine RUN-5F3B32BB976D4AE2 / 2026-09 / Core 0.965
QSOR-0000653 | EXP-0137 | 52.5325 | 0.95537 | 50.1878 |  | 0 | 0% | 50.1878 | -4.463% | PASS | PUBLISH | PRODUCTION | Engine RUN-5F3B32BB976D4AE2 / 2026-09 / Core 0.965
QSOR-0000654 | EXP-0138 | 28.9958 | 0.95537 | 27.7016 |  | 0 | 0% | 27.7016 | -4.463% | PASS | PUBLISH | PRODUCTION | Engine RUN-5F3B32BB976D4AE2 / 2026-09 / Core 0.965
QSOR-0000655 | EXP-0138 | 32.0224 | 0.95537 | 30.5931 |  | 0 | 0% | 30.5931 | -4.463% | PASS | PUBLISH | PRODUCTION | Engine RUN-5F3B32BB976D4AE2 / 2026-09 / Core 0.965
QSOR-0000656 | EXP-0138 | 33.7765 | 0.95537 | 32.2689 |  | 0 | 0% | 32.2689 | -4.463% | PASS | PUBLISH | PRODUCTION | Engine RUN-5F3B32BB976D4AE2 / 2026-09 / Core 0.965
QSOR-0000657 | EXP-0138 | 35.2502 | 0.95537 | 33.6769 |  | 0 | 0% | 33.6769 | -4.463% | PASS | PUBLISH | PRODUCTION | Engine RUN-5F3B32BB976D4AE2 / 2026-09 / Core 0.965
QSOR-0000658 | EXP-0138 | 55.0174 | 0.95537 | 52.5618 |  | 0 | 0% | 52.5618 | -4.463% | PASS | PUBLISH | PRODUCTION | Engine RUN-5F3B32BB976D4AE2 / 2026-09 / Core 0.965
QSOR-0000659 | EXP-0138 | 66.3601 | 0.95537 | 63.3982 |  | 0 | 0% | 63.3982 | -4.463% | PASS | PUBLISH | PRODUCTION | Engine RUN-5F3B32BB976D4AE2 / 2026-09 / Core 0.965
QSOR-0000660 | EXP-0139 | 17.5648 | 0.95537 | 16.7808 |  | 0 | 0% | 16.7808 | -4.463% | PASS | PUBLISH | PRODUCTION | Engine RUN-5F3B32BB976D4AE2 / 2026-09 / Core 0.965
QSOR-0000661 | EXP-0139 | 18.2557 | 0.95537 | 17.4409 |  | 0 | 0% | 17.4409 | -4.463% | PASS | PUBLISH | PRODUCTION | Engine RUN-5F3B32BB976D4AE2 / 2026-09 / Core 0.965
QSOR-0000662 | EXP-0139 | 27.2917 | 0.95537 | 26.0736 |  | 0 | 0% | 26.0736 | -4.463% | PASS | PUBLISH | PRODUCTION | Engine RUN-5F3B32BB976D4AE2 / 2026-09 / Core 0.965
QSOR-0000663 | EXP-0139 | 33.6585 | 0.95537 | 32.1562 |  | 0 | 0% | 32.1562 | -4.463% | PASS | PUBLISH | PRODUCTION | Engine RUN-5F3B32BB976D4AE2 / 2026-09 / Core 0.965
QSOR-0000664 | EXP-0139 | 61.6221 | 0.95537 | 58.8717 |  | 0 | 0% | 58.8717 | -4.463% | PASS | PUBLISH | PRODUCTION | Engine RUN-5F3B32BB976D4AE2 / 2026-09 / Core 0.965
QSOR-0000665 | EXP-0139 | 66.72 | 0.95537 | 63.7421 |  | 0 | 0% | 63.7421 | -4.463% | PASS | PUBLISH | PRODUCTION | Engine RUN-5F3B32BB976D4AE2 / 2026-09 / Core 0.965
QSOR-0000666 | EXP-0139 | 74.3069 | 0.95537 | 70.9903 |  | 0 | 0% | 70.9903 | -4.463% | PASS | PUBLISH | PRODUCTION | Engine RUN-5F3B32BB976D4AE2 / 2026-09 / Core 0.965
QSOR-0000667 | EXP-0139 | 82.0521 | 0.95537 | 78.3898 |  | 0 | 0% | 78.3898 | -4.463% | PASS | PUBLISH | PRODUCTION | Engine RUN-5F3B32BB976D4AE2 / 2026-09 / Core 0.965
QSOR-0000668 | EXP-0140 | 31.3952 | 0.95537 | 29.9939 |  | 0 | 0% | 29.9939 | -4.463% | PASS | PUBLISH | PRODUCTION | Engine RUN-5F3B32BB976D4AE2 / 2026-09 / Core 0.965
QSOR-0000669 | EXP-0140 | 33.0223 | 0.95537 | 31.5484 |  | 0 | 0% | 31.5484 | -4.463% | PASS | PUBLISH | PRODUCTION | Engine RUN-5F3B32BB976D4AE2 / 2026-09 / Core 0.965
QSOR-0000670 | EXP-0140 | 35.0797 | 0.95537 | 33.5139 |  | 0 | 0% | 33.5139 | -4.463% | PASS | PUBLISH | PRODUCTION | Engine RUN-5F3B32BB976D4AE2 / 2026-09 / Core 0.965
QSOR-0000671 | EXP-0141 | 14.1245 | 0.95537 | 13.4941 |  | 0 | 0% | 13.4941 | -4.463% | PASS | PUBLISH | PRODUCTION | Engine RUN-5F3B32BB976D4AE2 / 2026-09 / Core 0.965
QSOR-0000672 | EXP-0141 | 16.0107 | 0.95537 | 15.2961 |  | 0 | 0% | 15.2961 | -4.463% | PASS | PUBLISH | PRODUCTION | Engine RUN-5F3B32BB976D4AE2 / 2026-09 / Core 0.965
QSOR-0000673 | EXP-0141 | 17.4047 | 0.95537 | 16.6279 |  | 0 | 0% | 16.6279 | -4.463% | PASS | PUBLISH | PRODUCTION | Engine RUN-5F3B32BB976D4AE2 / 2026-09 / Core 0.965
QSOR-0000674 | EXP-0141 | 22.2742 | 0.95537 | 21.28 |  | 0 | 0% | 21.28 | -4.463% | PASS | PUBLISH | PRODUCTION | Engine RUN-5F3B32BB976D4AE2 / 2026-09 / Core 0.965
QSOR-0000675 | EXP-0141 | 25.0009 | 0.95537 | 23.885 |  | 0 | 0% | 23.885 | -4.463% | PASS | PUBLISH | PRODUCTION | Engine RUN-5F3B32BB976D4AE2 / 2026-09 / Core 0.965
QSOR-0000676 | EXP-0141 | 39.632 | 0.95537 | 37.863 |  | 0 | 0% | 37.863 | -4.463% | PASS | PUBLISH | PRODUCTION | Engine RUN-5F3B32BB976D4AE2 / 2026-09 / Core 0.965
QSOR-0000677 | EXP-0142 | 92.6996 | 0.95537 | 88.5621 |  | 0 | 0% | 88.5621 | -4.463% | PASS | PUBLISH | PRODUCTION | Engine RUN-5F3B32BB976D4AE2 / 2026-09 / Core 0.965
QSOR-0000678 | EXP-0142 | 101.3741 | 0.95537 | 96.8495 |  | 0 | 0% | 96.8495 | -4.463% | PASS | PUBLISH | PRODUCTION | Engine RUN-5F3B32BB976D4AE2 / 2026-09 / Core 0.965
QSOR-0000679 | EXP-0142 | 111.3428 | 0.95537 | 106.3732 |  | 0 | 0% | 106.3732 | -4.463% | PASS | PUBLISH | PRODUCTION | Engine RUN-5F3B32BB976D4AE2 / 2026-09 / Core 0.965
QSOR-0000680 | EXP-0142 | 122.5212 | 0.95537 | 117.0526 |  | 0 | 0% | 117.0526 | -4.463% | PASS | PUBLISH | PRODUCTION | Engine RUN-5F3B32BB976D4AE2 / 2026-09 / Core 0.965
QSOR-0000681 | EXP-0143 | 29.765 | 0.95537 | 28.4365 |  | 0 | 0% | 28.4365 | -4.463% | PASS | PUBLISH | PRODUCTION | Engine RUN-5F3B32BB976D4AE2 / 2026-09 / Core 0.965
QSOR-0000682 | EXP-0143 | 30.7906 | 0.95537 | 29.4163 |  | 0 | 0% | 29.4163 | -4.463% | PASS | PUBLISH | PRODUCTION | Engine RUN-5F3B32BB976D4AE2 / 2026-09 / Core 0.965
QSOR-0000683 | EXP-0143 | 36.7142 | 0.95537 | 35.0755 |  | 0 | 0% | 35.0755 | -4.463% | PASS | PUBLISH | PRODUCTION | Engine RUN-5F3B32BB976D4AE2 / 2026-09 / Core 0.965
QSOR-0000684 | EXP-0144 | 26.597 | 0.95537 | 25.4099 |  | 0 | 0% | 25.4099 | -4.463% | PASS | PUBLISH | PRODUCTION | Engine RUN-5F3B32BB976D4AE2 / 2026-09 / Core 0.965
QSOR-0000685 | EXP-0144 | 28.6626 | 0.95537 | 27.3833 |  | 0 | 0% | 27.3833 | -4.463% | PASS | PUBLISH | PRODUCTION | Engine RUN-5F3B32BB976D4AE2 / 2026-09 / Core 0.965
QSOR-0000686 | EXP-0145 | 16.7127 | 0.95537 | 15.9668 |  | 0 | 0% | 15.9668 | -4.463% | PASS | PUBLISH | PRODUCTION | Engine RUN-5F3B32BB976D4AE2 / 2026-09 / Core 0.965
QSOR-0000687 | EXP-0145 | 19.2216 | 0.95537 | 18.3636 |  | 0 | 0% | 18.3636 | -4.463% | PASS | PUBLISH | PRODUCTION | Engine RUN-5F3B32BB976D4AE2 / 2026-09 / Core 0.965
QSOR-0000688 | EXP-0145 | 19.9244 | 0.95537 | 19.0351 |  | 0 | 0% | 19.0351 | -4.463% | PASS | PUBLISH | PRODUCTION | Engine RUN-5F3B32BB976D4AE2 / 2026-09 / Core 0.965
QSOR-0000689 | EXP-0146 | 23.6024 | 0.95537 | 22.5489 |  | 0 | 0% | 22.5489 | -4.463% | PASS | PUBLISH | PRODUCTION | Engine RUN-5F3B32BB976D4AE2 / 2026-09 / Core 0.965
QSOR-0000690 | EXP-0146 | 28.1612 | 0.95537 | 26.9043 |  | 0 | 0% | 26.9043 | -4.463% | PASS | PUBLISH | PRODUCTION | Engine RUN-5F3B32BB976D4AE2 / 2026-09 / Core 0.965
QSOR-0000691 | EXP-0146 | 49.1757 | 0.95537 | 46.9808 |  | 0 | 0% | 46.9808 | -4.463% | PASS | PUBLISH | PRODUCTION | Engine RUN-5F3B32BB976D4AE2 / 2026-09 / Core 0.965
QSOR-0000692 | EXP-0147 | 101.1687 | 0.95537 | 96.6532 |  | 0 | 0% | 96.6532 | -4.463% | PASS | PUBLISH | PRODUCTION | Engine RUN-5F3B32BB976D4AE2 / 2026-09 / Core 0.965
QSOR-0000693 | EXP-0147 | 111.2529 | 0.95537 | 106.2873 |  | 0 | 0% | 106.2873 | -4.463% | PASS | PUBLISH | PRODUCTION | Engine RUN-5F3B32BB976D4AE2 / 2026-09 / Core 0.965
QSOR-0000694 | EXP-0147 | 122.6655 | 0.95537 | 117.1905 |  | 0 | 0% | 117.1905 | -4.463% | PASS | PUBLISH | PRODUCTION | Engine RUN-5F3B32BB976D4AE2 / 2026-09 / Core 0.965
QSOR-0000695 | EXP-0147 | 134.7331 | 0.95537 | 128.7195 |  | 0 | 0% | 128.7195 | -4.463% | PASS | PUBLISH | PRODUCTION | Engine RUN-5F3B32BB976D4AE2 / 2026-09 / Core 0.965
QSOR-0000696 | EXP-0147 | 148.5566 | 0.95537 | 141.926 |  | 0 | 0% | 141.926 | -4.463% | PASS | PUBLISH | PRODUCTION | Engine RUN-5F3B32BB976D4AE2 / 2026-09 / Core 0.965
QSOR-0000697 | EXP-0147 | 177.7879 | 0.95537 | 169.8526 |  | 0 | 0% | 169.8526 | -4.463% | PASS | PUBLISH | PRODUCTION | Engine RUN-5F3B32BB976D4AE2 / 2026-09 / Core 0.965
QSOR-0000698 | EXP-0147 | 212.5008 | 0.95537 | 203.0161 |  | 0 | 0% | 203.0161 | -4.463% | PASS | PUBLISH | PRODUCTION | Engine RUN-5F3B32BB976D4AE2 / 2026-09 / Core 0.965
QSOR-0000699 | EXP-0148 | 16.4656 | 0.95537 | 15.7307 |  | 0 | 0% | 15.7307 | -4.463% | PASS | PUBLISH | PRODUCTION | Engine RUN-5F3B32BB976D4AE2 / 2026-09 / Core 0.965
QSOR-0000700 | EXP-0148 | 19.2479 | 0.95537 | 18.3888 |  | 0 | 0% | 18.3888 | -4.463% | PASS | PUBLISH | PRODUCTION | Engine RUN-5F3B32BB976D4AE2 / 2026-09 / Core 0.965
QSOR-0000701 | EXP-0148 | 22.7834 | 0.95537 | 21.7665 |  | 0 | 0% | 21.7665 | -4.463% | PASS | PUBLISH | PRODUCTION | Engine RUN-5F3B32BB976D4AE2 / 2026-09 / Core 0.965
QSOR-0000702 | EXP-0148 | 39.5172 | 0.95537 | 37.7534 |  | 0 | 0% | 37.7534 | -4.463% | PASS | PUBLISH | PRODUCTION | Engine RUN-5F3B32BB976D4AE2 / 2026-09 / Core 0.965
QSOR-0000703 | EXP-0148 | 41.5326 | 0.95537 | 39.6789 |  | 0 | 0% | 39.6789 | -4.463% | PASS | PUBLISH | PRODUCTION | Engine RUN-5F3B32BB976D4AE2 / 2026-09 / Core 0.965
QSOR-0000704 | EXP-0148 | 42.358 | 0.95537 | 40.4674 |  | 0 | 0% | 40.4674 | -4.463% | PASS | PUBLISH | PRODUCTION | Engine RUN-5F3B32BB976D4AE2 / 2026-09 / Core 0.965
QSOR-0000705 | EXP-0148 | 45.7506 | 0.95537 | 43.7086 |  | 0 | 0% | 43.7086 | -4.463% | PASS | PUBLISH | PRODUCTION | Engine RUN-5F3B32BB976D4AE2 / 2026-09 / Core 0.965
QSOR-0000706 | EXP-0148 | 52.1043 | 0.95537 | 49.7787 |  | 0 | 0% | 49.7787 | -4.463% | PASS | PUBLISH | PRODUCTION | Engine RUN-5F3B32BB976D4AE2 / 2026-09 / Core 0.965
QSOR-0000707 | EXP-0148 | 63.6269 | 0.95537 | 60.787 |  | 0 | 0% | 60.787 | -4.463% | PASS | PUBLISH | PRODUCTION | Engine RUN-5F3B32BB976D4AE2 / 2026-09 / Core 0.965
QSOR-0000708 | EXP-0149 | 48.0451 | 0.95537 | 45.9007 |  | 0 | 0% | 45.9007 | -4.463% | PASS | PUBLISH | PRODUCTION | Engine RUN-5F3B32BB976D4AE2 / 2026-09 / Core 0.965
QSOR-0000709 | EXP-0149 | 50.4565 | 0.95537 | 48.2045 |  | 0 | 0% | 48.2045 | -4.463% | PASS | PUBLISH | PRODUCTION | Engine RUN-5F3B32BB976D4AE2 / 2026-09 / Core 0.965
QSOR-0000710 | EXP-0149 | 72.8782 | 0.95537 | 69.6254 |  | 0 | 0% | 69.6254 | -4.463% | PASS | PUBLISH | PRODUCTION | Engine RUN-5F3B32BB976D4AE2 / 2026-09 / Core 0.965
QSOR-0000711 | EXP-0150 | 10.08 | 0.95537 | 9.6301 |  | 0 | 0% | 9.6301 | -4.463% | PASS | PUBLISH | PRODUCTION | Engine RUN-5F3B32BB976D4AE2 / 2026-09 / Core 0.965
QSOR-0000712 | EXP-0150 | 10.1343 | 0.95537 | 9.682 |  | 0 | 0% | 9.682 | -4.463% | PASS | PUBLISH | PRODUCTION | Engine RUN-5F3B32BB976D4AE2 / 2026-09 / Core 0.965
QSOR-0000713 | EXP-0150 | 11.133 | 0.95537 | 10.6361 |  | 0 | 0% | 10.6361 | -4.463% | PASS | PUBLISH | PRODUCTION | Engine RUN-5F3B32BB976D4AE2 / 2026-09 / Core 0.965
QSOR-0000714 | EXP-0150 | 15.0511 | 0.95537 | 14.3794 |  | 0 | 0% | 14.3794 | -4.463% | PASS | PUBLISH | PRODUCTION | Engine RUN-5F3B32BB976D4AE2 / 2026-09 / Core 0.965
QSOR-0000715 | EXP-0150 | 17.6334 | 0.95537 | 16.8464 |  | 0 | 0% | 16.8464 | -4.463% | PASS | PUBLISH | PRODUCTION | Engine RUN-5F3B32BB976D4AE2 / 2026-09 / Core 0.965
QSOR-0000716 | EXP-0150 | 16.2055 | 0.95537 | 15.4822 |  | 0 | 0% | 15.4822 | -4.463% | PASS | PUBLISH | PRODUCTION | Engine RUN-5F3B32BB976D4AE2 / 2026-09 / Core 0.965
QSOR-0000717 | EXP-0150 | 28.6896 | 0.95537 | 27.4091 |  | 0 | 0% | 27.4091 | -4.463% | PASS | PUBLISH | PRODUCTION | Engine RUN-5F3B32BB976D4AE2 / 2026-09 / Core 0.965
QSOR-0000718 | EXP-0150 | 31.0103 | 0.95537 | 29.6262 |  | 0 | 0% | 29.6262 | -4.463% | PASS | PUBLISH | PRODUCTION | Engine RUN-5F3B32BB976D4AE2 / 2026-09 / Core 0.965
QSOR-0000719 | EXP-0150 | 33.8247 | 0.95537 | 32.315 |  | 0 | 0% | 32.315 | -4.463% | PASS | PUBLISH | PRODUCTION | Engine RUN-5F3B32BB976D4AE2 / 2026-09 / Core 0.965
QSOR-0000720 | EXP-0151 | 15.2257 | 0.95537 | 14.5461 |  | 0 | 0% | 14.5461 | -4.463% | PASS | PUBLISH | PRODUCTION | Engine RUN-5F3B32BB976D4AE2 / 2026-09 / Core 0.965
QSOR-0000721 | EXP-0151 | 15.2993 | 0.95537 | 14.6165 |  | 0 | 0% | 14.6165 | -4.463% | PASS | PUBLISH | PRODUCTION | Engine RUN-5F3B32BB976D4AE2 / 2026-09 / Core 0.965
QSOR-0000722 | EXP-0151 | 20.9539 | 0.95537 | 20.0186 |  | 0 | 0% | 20.0186 | -4.463% | PASS | PUBLISH | PRODUCTION | Engine RUN-5F3B32BB976D4AE2 / 2026-09 / Core 0.965
QSOR-0000723 | EXP-0152 | 19.2077 | 0.95537 | 18.3504 |  | 0 | 0% | 18.3504 | -4.463% | PASS | PUBLISH | PRODUCTION | Engine RUN-5F3B32BB976D4AE2 / 2026-09 / Core 0.965
QSOR-0000724 | EXP-0152 | 20.5401 | 0.95537 | 19.6233 |  | 0 | 0% | 19.6233 | -4.463% | PASS | PUBLISH | PRODUCTION | Engine RUN-5F3B32BB976D4AE2 / 2026-09 / Core 0.965
QSOR-0000725 | EXP-0152 | 23.385 | 0.95537 | 22.3412 |  | 0 | 0% | 22.3412 | -4.463% | PASS | PUBLISH | PRODUCTION | Engine RUN-5F3B32BB976D4AE2 / 2026-09 / Core 0.965
QSOR-0000726 | EXP-0152 | 27.8998 | 0.95537 | 26.6545 |  | 0 | 0% | 26.6545 | -4.463% | PASS | PUBLISH | PRODUCTION | Engine RUN-5F3B32BB976D4AE2 / 2026-09 / Core 0.965
QSOR-0000727 | EXP-0152 | 31.0093 | 0.95537 | 29.6253 |  | 0 | 0% | 29.6253 | -4.463% | PASS | PUBLISH | PRODUCTION | Engine RUN-5F3B32BB976D4AE2 / 2026-09 / Core 0.965
QSOR-0000728 | EXP-0152 | 36.6387 | 0.95537 | 35.0034 |  | 0 | 0% | 35.0034 | -4.463% | PASS | PUBLISH | PRODUCTION | Engine RUN-5F3B32BB976D4AE2 / 2026-09 / Core 0.965
QSOR-0000729 | EXP-0153 | 29.749 | 0.95537 | 28.4212 |  | 0 | 0% | 28.4212 | -4.463% | PASS | PUBLISH | PRODUCTION | Engine RUN-5F3B32BB976D4AE2 / 2026-09 / Core 0.965
QSOR-0000730 | EXP-0153 | 33.6571 | 0.95537 | 32.1548 |  | 0 | 0% | 32.1548 | -4.463% | PASS | PUBLISH | PRODUCTION | Engine RUN-5F3B32BB976D4AE2 / 2026-09 / Core 0.965
QSOR-0000731 | EXP-0153 | 36.599 | 0.95537 | 34.9655 |  | 0 | 0% | 34.9655 | -4.463% | PASS | PUBLISH | PRODUCTION | Engine RUN-5F3B32BB976D4AE2 / 2026-09 / Core 0.965
QSOR-0000732 | EXP-0153 | 36.7903 | 0.95537 | 35.1482 |  | 0 | 0% | 35.1482 | -4.463% | PASS | PUBLISH | PRODUCTION | Engine RUN-5F3B32BB976D4AE2 / 2026-09 / Core 0.965
QSOR-0000733 | EXP-0153 | 40.9289 | 0.95537 | 39.1021 |  | 0 | 0% | 39.1021 | -4.463% | PASS | PUBLISH | PRODUCTION | Engine RUN-5F3B32BB976D4AE2 / 2026-09 / Core 0.965
QSOR-0000734 | EXP-0153 | 42.134 | 0.95537 | 40.2534 |  | 0 | 0% | 40.2534 | -4.463% | PASS | PUBLISH | PRODUCTION | Engine RUN-5F3B32BB976D4AE2 / 2026-09 / Core 0.965
QSOR-0000735 | EXP-0154 | 21.944 | 0.95537 | 20.9646 |  | 0 | 0% | 20.9646 | -4.463% | PASS | PUBLISH | PRODUCTION | Engine RUN-5F3B32BB976D4AE2 / 2026-09 / Core 0.965
QSOR-0000736 | EXP-0154 | 23.066 | 0.95537 | 22.0365 |  | 0 | 0% | 22.0365 | -4.463% | PASS | PUBLISH | PRODUCTION | Engine RUN-5F3B32BB976D4AE2 / 2026-09 / Core 0.965
QSOR-0000737 | EXP-0154 | 23.6442 | 0.95537 | 22.5889 |  | 0 | 0% | 22.5889 | -4.463% | PASS | PUBLISH | PRODUCTION | Engine RUN-5F3B32BB976D4AE2 / 2026-09 / Core 0.965
QSOR-0000738 | EXP-0154 | 23.7343 | 0.95537 | 22.675 |  | 0 | 0% | 22.675 | -4.463% | PASS | PUBLISH | PRODUCTION | Engine RUN-5F3B32BB976D4AE2 / 2026-09 / Core 0.965
QSOR-0000739 | EXP-0154 | 32.4318 | 0.95537 | 30.9843 |  | 0 | 0% | 30.9843 | -4.463% | PASS | PUBLISH | PRODUCTION | Engine RUN-5F3B32BB976D4AE2 / 2026-09 / Core 0.965
QSOR-0000740 | EXP-0154 | 38.4198 | 0.95537 | 36.705 |  | 0 | 0% | 36.705 | -4.463% | PASS | PUBLISH | PRODUCTION | Engine RUN-5F3B32BB976D4AE2 / 2026-09 / Core 0.965
QSOR-0000741 | EXP-0155 | 17.0184 | 0.95537 | 16.2588 |  | 0 | 0% | 16.2588 | -4.463% | PASS | PUBLISH | PRODUCTION | Engine RUN-5F3B32BB976D4AE2 / 2026-09 / Core 0.965
QSOR-0000742 | EXP-0155 | 17.7721 | 0.95537 | 16.9789 |  | 0 | 0% | 16.9789 | -4.463% | PASS | PUBLISH | PRODUCTION | Engine RUN-5F3B32BB976D4AE2 / 2026-09 / Core 0.965
QSOR-0000743 | EXP-0155 | 18.316 | 0.95537 | 17.4985 |  | 0 | 0% | 17.4985 | -4.463% | PASS | PUBLISH | PRODUCTION | Engine RUN-5F3B32BB976D4AE2 / 2026-09 / Core 0.965
QSOR-0000744 | EXP-0155 | 24.9619 | 0.95537 | 23.8478 |  | 0 | 0% | 23.8478 | -4.463% | PASS | PUBLISH | PRODUCTION | Engine RUN-5F3B32BB976D4AE2 / 2026-09 / Core 0.965
QSOR-0000745 | EXP-0155 | 34.1097 | 0.95537 | 32.5872 |  | 0 | 0% | 32.5872 | -4.463% | PASS | PUBLISH | PRODUCTION | Engine RUN-5F3B32BB976D4AE2 / 2026-09 / Core 0.965
QSOR-0000746 | EXP-0155 | 38.2385 | 0.95537 | 36.5318 |  | 0 | 0% | 36.5318 | -4.463% | PASS | PUBLISH | PRODUCTION | Engine RUN-5F3B32BB976D4AE2 / 2026-09 / Core 0.965
QSOR-0000747 | EXP-0155 | 43.5032 | 0.95537 | 41.5615 |  | 0 | 0% | 41.5615 | -4.463% | PASS | PUBLISH | PRODUCTION | Engine RUN-5F3B32BB976D4AE2 / 2026-09 / Core 0.965
QSOR-0000748 | EXP-0155 | 57.8183 | 0.95537 | 55.2377 |  | 0 | 0% | 55.2377 | -4.463% | PASS | PUBLISH | PRODUCTION | Engine RUN-5F3B32BB976D4AE2 / 2026-09 / Core 0.965
QSOR-0000749 | EXP-0156 | 24.735 | 0.95537 | 23.631 |  | 0 | 0% | 23.631 | -4.463% | PASS | PUBLISH | PRODUCTION | Engine RUN-5F3B32BB976D4AE2 / 2026-09 / Core 0.965
QSOR-0000750 | EXP-0156 | 26.1142 | 0.95537 | 24.9486 |  | 0 | 0% | 24.9486 | -4.463% | PASS | PUBLISH | PRODUCTION | Engine RUN-5F3B32BB976D4AE2 / 2026-09 / Core 0.965
QSOR-0000751 | EXP-0156 | 28.0169 | 0.95537 | 26.7664 |  | 0 | 0% | 26.7664 | -4.463% | PASS | PUBLISH | PRODUCTION | Engine RUN-5F3B32BB976D4AE2 / 2026-09 / Core 0.965
QSOR-0000752 | EXP-0157 | 12.9287 | 0.95537 | 12.3517 |  | 0 | 0% | 12.3517 | -4.463% | PASS | PUBLISH | PRODUCTION | Engine RUN-5F3B32BB976D4AE2 / 2026-09 / Core 0.965
QSOR-0000753 | EXP-0157 | 14.0595 | 0.95537 | 13.432 |  | 0 | 0% | 13.432 | -4.463% | PASS | PUBLISH | PRODUCTION | Engine RUN-5F3B32BB976D4AE2 / 2026-09 / Core 0.965
QSOR-0000754 | EXP-0157 | 16.2341 | 0.95537 | 15.5096 |  | 0 | 0% | 15.5096 | -4.463% | PASS | PUBLISH | PRODUCTION | Engine RUN-5F3B32BB976D4AE2 / 2026-09 / Core 0.965
QSOR-0000755 | EXP-0157 | 18.6116 | 0.95537 | 17.7809 |  | 0 | 0% | 17.7809 | -4.463% | PASS | PUBLISH | PRODUCTION | Engine RUN-5F3B32BB976D4AE2 / 2026-09 / Core 0.965
QSOR-0000756 | EXP-0157 | 26.7237 | 0.95537 | 25.5309 |  | 0 | 0% | 25.5309 | -4.463% | PASS | PUBLISH | PRODUCTION | Engine RUN-5F3B32BB976D4AE2 / 2026-09 / Core 0.965
QSOR-0000757 | EXP-0157 | 36.1153 | 0.95537 | 34.5034 |  | 0 | 0% | 34.5034 | -4.463% | PASS | PUBLISH | PRODUCTION | Engine RUN-5F3B32BB976D4AE2 / 2026-09 / Core 0.965
QSOR-0000758 | EXP-0158 | 53.5282 | 0.95537 | 51.1391 |  | 0 | 0% | 51.1391 | -4.463% | PASS | PUBLISH | PRODUCTION | Engine RUN-5F3B32BB976D4AE2 / 2026-09 / Core 0.965
QSOR-0000759 | EXP-0158 | 72.4052 | 0.95537 | 69.1735 |  | 0 | 0% | 69.1735 | -4.463% | PASS | PUBLISH | PRODUCTION | Engine RUN-5F3B32BB976D4AE2 / 2026-09 / Core 0.965
QSOR-0000760 | EXP-0158 | 92.5221 | 0.95537 | 88.3926 |  | 0 | 0% | 88.3926 | -4.463% | PASS | PUBLISH | PRODUCTION | Engine RUN-5F3B32BB976D4AE2 / 2026-09 / Core 0.965
QSOR-0000761 | EXP-0158 | 99.1462 | 0.95537 | 94.721 |  | 0 | 0% | 94.721 | -4.463% | PASS | PUBLISH | PRODUCTION | Engine RUN-5F3B32BB976D4AE2 / 2026-09 / Core 0.965
QSOR-0000762 | EXP-0159 | 23.7197 | 0.95537 | 22.661 |  | 0 | 0% | 22.661 | -4.463% | PASS | PUBLISH | PRODUCTION | Engine RUN-5F3B32BB976D4AE2 / 2026-09 / Core 0.965
QSOR-0000763 | EXP-0159 | 24.4515 | 0.95537 | 23.3602 |  | 0 | 0% | 23.3602 | -4.463% | PASS | PUBLISH | PRODUCTION | Engine RUN-5F3B32BB976D4AE2 / 2026-09 / Core 0.965
QSOR-0000764 | EXP-0159 | 28.9994 | 0.95537 | 27.7051 |  | 0 | 0% | 27.7051 | -4.463% | PASS | PUBLISH | PRODUCTION | Engine RUN-5F3B32BB976D4AE2 / 2026-09 / Core 0.965
QSOR-0000765 | EXP-0160 | 21.2834 | 0.95537 | 20.3334 |  | 0 | 0% | 20.3334 | -4.463% | PASS | PUBLISH | PRODUCTION | Engine RUN-5F3B32BB976D4AE2 / 2026-09 / Core 0.965
QSOR-0000766 | EXP-0160 | 21.3675 | 0.95537 | 20.4138 |  | 0 | 0% | 20.4138 | -4.463% | PASS | PUBLISH | PRODUCTION | Engine RUN-5F3B32BB976D4AE2 / 2026-09 / Core 0.965
QSOR-0000767 | EXP-0161 | 15.54 | 0.95537 | 14.8464 |  | 0 | 0% | 14.8464 | -4.463% | PASS | PUBLISH | PRODUCTION | Engine RUN-5F3B32BB976D4AE2 / 2026-09 / Core 0.965
QSOR-0000768 | EXP-0161 | 18.1406 | 0.95537 | 17.3309 |  | 0 | 0% | 17.3309 | -4.463% | PASS | PUBLISH | PRODUCTION | Engine RUN-5F3B32BB976D4AE2 / 2026-09 / Core 0.965
QSOR-0000769 | EXP-0161 | 18.7072 | 0.95537 | 17.8722 |  | 0 | 0% | 17.8722 | -4.463% | PASS | PUBLISH | PRODUCTION | Engine RUN-5F3B32BB976D4AE2 / 2026-09 / Core 0.965
QSOR-0000770 | EXP-0162 | 22.3297 | 0.95537 | 21.333 |  | 0 | 0% | 21.333 | -4.463% | PASS | PUBLISH | PRODUCTION | Engine RUN-5F3B32BB976D4AE2 / 2026-09 / Core 0.965
QSOR-0000771 | EXP-0162 | 27.1882 | 0.95537 | 25.9747 |  | 0 | 0% | 25.9747 | -4.463% | PASS | PUBLISH | PRODUCTION | Engine RUN-5F3B32BB976D4AE2 / 2026-09 / Core 0.965
QSOR-0000772 | EXP-0162 | 41.3948 | 0.95537 | 39.5472 |  | 0 | 0% | 39.5472 | -4.463% | PASS | PUBLISH | PRODUCTION | Engine RUN-5F3B32BB976D4AE2 / 2026-09 / Core 0.965
QSOR-0000773 | EXP-0163 | 88.0811 | 0.95537 | 84.1498 |  | 0 | 0% | 84.1498 | -4.463% | PASS | PUBLISH | PRODUCTION | Engine RUN-5F3B32BB976D4AE2 / 2026-09 / Core 0.965
QSOR-0000774 | EXP-0163 | 91.0492 | 0.95537 | 86.9853 |  | 0 | 0% | 86.9853 | -4.463% | PASS | PUBLISH | PRODUCTION | Engine RUN-5F3B32BB976D4AE2 / 2026-09 / Core 0.965
QSOR-0000775 | EXP-0163 | 120.7832 | 0.95537 | 115.3923 |  | 0 | 0% | 115.3923 | -4.463% | PASS | PUBLISH | PRODUCTION | Engine RUN-5F3B32BB976D4AE2 / 2026-09 / Core 0.965
QSOR-0000776 | EXP-0163 | 138.4809 | 0.95537 | 132.3 |  | 0 | 0% | 132.3 | -4.463% | PASS | PUBLISH | PRODUCTION | Engine RUN-5F3B32BB976D4AE2 / 2026-09 / Core 0.965
QSOR-0000777 | EXP-0163 | 152.2403 | 0.95537 | 145.4453 |  | 0 | 0% | 145.4453 | -4.463% | PASS | PUBLISH | PRODUCTION | Engine RUN-5F3B32BB976D4AE2 / 2026-09 / Core 0.965
QSOR-0000778 | EXP-0163 | 159.4991 | 0.95537 | 152.3801 |  | 0 | 0% | 152.3801 | -4.463% | PASS | PUBLISH | PRODUCTION | Engine RUN-5F3B32BB976D4AE2 / 2026-09 / Core 0.965
QSOR-0000779 | EXP-0163 | 192.3714 | 0.95537 | 183.7852 |  | 0 | 0% | 183.7852 | -4.463% | PASS | PUBLISH | PRODUCTION | Engine RUN-5F3B32BB976D4AE2 / 2026-09 / Core 0.965
QSOR-0000780 | EXP-0164 | 15.6878 | 0.95537 | 14.9876 |  | 0 | 0% | 14.9876 | -4.463% | PASS | PUBLISH | PRODUCTION | Engine RUN-5F3B32BB976D4AE2 / 2026-09 / Core 0.965
QSOR-0000781 | EXP-0164 | 18.1428 | 0.95537 | 17.333 |  | 0 | 0% | 17.333 | -4.463% | PASS | PUBLISH | PRODUCTION | Engine RUN-5F3B32BB976D4AE2 / 2026-09 / Core 0.965
QSOR-0000782 | EXP-0164 | 18.2478 | 0.95537 | 17.4333 |  | 0 | 0% | 17.4333 | -4.463% | PASS | PUBLISH | PRODUCTION | Engine RUN-5F3B32BB976D4AE2 / 2026-09 / Core 0.965
QSOR-0000783 | EXP-0164 | 37.585 | 0.95537 | 35.9075 |  | 0 | 0% | 35.9075 | -4.463% | PASS | PUBLISH | PRODUCTION | Engine RUN-5F3B32BB976D4AE2 / 2026-09 / Core 0.965
QSOR-0000784 | EXP-0164 | 39.3842 | 0.95537 | 37.6263 |  | 0 | 0% | 37.6263 | -4.463% | PASS | PUBLISH | PRODUCTION | Engine RUN-5F3B32BB976D4AE2 / 2026-09 / Core 0.965
QSOR-0000785 | EXP-0164 | 39.8921 | 0.95537 | 38.1116 |  | 0 | 0% | 38.1116 | -4.463% | PASS | PUBLISH | PRODUCTION | Engine RUN-5F3B32BB976D4AE2 / 2026-09 / Core 0.965
QSOR-0000786 | EXP-0164 | 43.2152 | 0.95537 | 41.2863 |  | 0 | 0% | 41.2863 | -4.463% | PASS | PUBLISH | PRODUCTION | Engine RUN-5F3B32BB976D4AE2 / 2026-09 / Core 0.965
QSOR-0000787 | EXP-0164 | 49.3927 | 0.95537 | 47.1881 |  | 0 | 0% | 47.1881 | -4.463% | PASS | PUBLISH | PRODUCTION | Engine RUN-5F3B32BB976D4AE2 / 2026-09 / Core 0.965
QSOR-0000788 | EXP-0164 | 59.8628 | 0.95537 | 57.1909 |  | 0 | 0% | 57.1909 | -4.463% | PASS | PUBLISH | PRODUCTION | Engine RUN-5F3B32BB976D4AE2 / 2026-09 / Core 0.965
QSOR-0000789 | EXP-0165 | 45.3921 | 0.95537 | 43.3661 |  | 0 | 0% | 43.3661 | -4.463% | PASS | PUBLISH | PRODUCTION | Engine RUN-5F3B32BB976D4AE2 / 2026-09 / Core 0.965
QSOR-0000790 | EXP-0165 | 47.5203 | 0.95537 | 45.3993 |  | 0 | 0% | 45.3993 | -4.463% | PASS | PUBLISH | PRODUCTION | Engine RUN-5F3B32BB976D4AE2 / 2026-09 / Core 0.965
QSOR-0000791 | EXP-0165 | 69.1163 | 0.95537 | 66.0314 |  | 0 | 0% | 66.0314 | -4.463% | PASS | PUBLISH | PRODUCTION | Engine RUN-5F3B32BB976D4AE2 / 2026-09 / Core 0.965
QSOR-0000792 | EXP-0166 | 9.453 | 0.95537 | 9.0311 |  | 0 | 0% | 9.0311 | -4.463% | PASS | PUBLISH | PRODUCTION | Engine RUN-5F3B32BB976D4AE2 / 2026-09 / Core 0.965
QSOR-0000793 | EXP-0166 | 9.5643 | 0.95537 | 9.1374 |  | 0 | 0% | 9.1374 | -4.463% | PASS | PUBLISH | PRODUCTION | Engine RUN-5F3B32BB976D4AE2 / 2026-09 / Core 0.965
QSOR-0000794 | EXP-0166 | 9.8055 | 0.95537 | 9.3679 |  | 0 | 0% | 9.3679 | -4.463% | PASS | PUBLISH | PRODUCTION | Engine RUN-5F3B32BB976D4AE2 / 2026-09 / Core 0.965
QSOR-0000795 | EXP-0166 | 13.8582 | 0.95537 | 13.2396 |  | 0 | 0% | 13.2396 | -4.463% | PASS | PUBLISH | PRODUCTION | Engine RUN-5F3B32BB976D4AE2 / 2026-09 / Core 0.965
QSOR-0000796 | EXP-0166 | 16.3561 | 0.95537 | 15.626 |  | 0 | 0% | 15.626 | -4.463% | PASS | PUBLISH | PRODUCTION | Engine RUN-5F3B32BB976D4AE2 / 2026-09 / Core 0.965
QSOR-0000797 | EXP-0166 | 17.7905 | 0.95537 | 16.9965 |  | 0 | 0% | 16.9965 | -4.463% | PASS | PUBLISH | PRODUCTION | Engine RUN-5F3B32BB976D4AE2 / 2026-09 / Core 0.965
QSOR-0000798 | EXP-0166 | 19.9676 | 0.95537 | 19.0764 |  | 0 | 0% | 19.0764 | -4.463% | PASS | PUBLISH | PRODUCTION | Engine RUN-5F3B32BB976D4AE2 / 2026-09 / Core 0.965
QSOR-0000799 | EXP-0166 | 19.3988 | 0.95537 | 18.5329 |  | 0 | 0% | 18.5329 | -4.463% | PASS | PUBLISH | PRODUCTION | Engine RUN-5F3B32BB976D4AE2 / 2026-09 / Core 0.965
QSOR-0000800 | EXP-0166 | 23.6309 | 0.95537 | 22.5761 |  | 0 | 0% | 22.5761 | -4.463% | PASS | PUBLISH | PRODUCTION | Engine RUN-5F3B32BB976D4AE2 / 2026-09 / Core 0.965
QSOR-0000801 | EXP-0167 | 14.285 | 0.95537 | 13.6474 |  | 0 | 0% | 13.6474 | -4.463% | PASS | PUBLISH | PRODUCTION | Engine RUN-5F3B32BB976D4AE2 / 2026-09 / Core 0.965
QSOR-0000802 | EXP-0167 | 14.3684 | 0.95537 | 13.7271 |  | 0 | 0% | 13.7271 | -4.463% | PASS | PUBLISH | PRODUCTION | Engine RUN-5F3B32BB976D4AE2 / 2026-09 / Core 0.965
QSOR-0000803 | EXP-0167 | 19.703 | 0.95537 | 18.8236 |  | 0 | 0% | 18.8236 | -4.463% | PASS | PUBLISH | PRODUCTION | Engine RUN-5F3B32BB976D4AE2 / 2026-09 / Core 0.965
QSOR-0000804 | EXP-0168 | 17.8779 | 0.95537 | 17.08 |  | 0 | 0% | 17.08 | -4.463% | PASS | PUBLISH | PRODUCTION | Engine RUN-5F3B32BB976D4AE2 / 2026-09 / Core 0.965
QSOR-0000805 | EXP-0168 | 19.1628 | 0.95537 | 18.3075 |  | 0 | 0% | 18.3075 | -4.463% | PASS | PUBLISH | PRODUCTION | Engine RUN-5F3B32BB976D4AE2 / 2026-09 / Core 0.965
QSOR-0000806 | EXP-0168 | 21.6632 | 0.95537 | 20.6963 |  | 0 | 0% | 20.6963 | -4.463% | PASS | PUBLISH | PRODUCTION | Engine RUN-5F3B32BB976D4AE2 / 2026-09 / Core 0.965
QSOR-0000807 | EXP-0168 | 25.4189 | 0.95537 | 24.2843 |  | 0 | 0% | 24.2843 | -4.463% | PASS | PUBLISH | PRODUCTION | Engine RUN-5F3B32BB976D4AE2 / 2026-09 / Core 0.965
QSOR-0000808 | EXP-0168 | 28.2916 | 0.95537 | 27.0289 |  | 0 | 0% | 27.0289 | -4.463% | PASS | PUBLISH | PRODUCTION | Engine RUN-5F3B32BB976D4AE2 / 2026-09 / Core 0.965
QSOR-0000809 | EXP-0168 | 33.8675 | 0.95537 | 32.3559 |  | 0 | 0% | 32.3559 | -4.463% | PASS | PUBLISH | PRODUCTION | Engine RUN-5F3B32BB976D4AE2 / 2026-09 / Core 0.965
QSOR-0000810 | EXP-0169 | 27.9986 | 0.95537 | 26.7489 |  | 0 | 0% | 26.7489 | -4.463% | PASS | PUBLISH | PRODUCTION | Engine RUN-5F3B32BB976D4AE2 / 2026-09 / Core 0.965
QSOR-0000811 | EXP-0169 | 31.7423 | 0.95537 | 30.3256 |  | 0 | 0% | 30.3256 | -4.463% | PASS | PUBLISH | PRODUCTION | Engine RUN-5F3B32BB976D4AE2 / 2026-09 / Core 0.965
QSOR-0000812 | EXP-0169 | 34.5516 | 0.95537 | 33.0095 |  | 0 | 0% | 33.0095 | -4.463% | PASS | PUBLISH | PRODUCTION | Engine RUN-5F3B32BB976D4AE2 / 2026-09 / Core 0.965
QSOR-0000813 | EXP-0169 | 36.671 | 0.95537 | 35.0342 |  | 0 | 0% | 35.0342 | -4.463% | PASS | PUBLISH | PRODUCTION | Engine RUN-5F3B32BB976D4AE2 / 2026-09 / Core 0.965
QSOR-0000814 | EXP-0169 | 40.8159 | 0.95537 | 38.9941 |  | 0 | 0% | 38.9941 | -4.463% | PASS | PUBLISH | PRODUCTION | Engine RUN-5F3B32BB976D4AE2 / 2026-09 / Core 0.965
QSOR-0000815 | EXP-0169 | 50.5371 | 0.95537 | 48.2814 |  | 0 | 0% | 48.2814 | -4.463% | PASS | PUBLISH | PRODUCTION | Engine RUN-5F3B32BB976D4AE2 / 2026-09 / Core 0.965
QSOR-0000816 | EXP-0170 | 20.4617 | 0.95537 | 19.5484 |  | 0 | 0% | 19.5484 | -4.463% | PASS | PUBLISH | PRODUCTION | Engine RUN-5F3B32BB976D4AE2 / 2026-09 / Core 0.965
QSOR-0000817 | EXP-0170 | 20.569 | 0.95537 | 19.6509 |  | 0 | 0% | 19.6509 | -4.463% | PASS | PUBLISH | PRODUCTION | Engine RUN-5F3B32BB976D4AE2 / 2026-09 / Core 0.965
QSOR-0000818 | EXP-0170 | 21.0694 | 0.95537 | 20.129 |  | 0 | 0% | 20.129 | -4.463% | PASS | PUBLISH | PRODUCTION | Engine RUN-5F3B32BB976D4AE2 / 2026-09 / Core 0.965
QSOR-0000819 | EXP-0170 | 22.263 | 0.95537 | 21.2694 |  | 0 | 0% | 21.2694 | -4.463% | PASS | PUBLISH | PRODUCTION | Engine RUN-5F3B32BB976D4AE2 / 2026-09 / Core 0.965
QSOR-0000820 | EXP-0170 | 29.4932 | 0.95537 | 28.1768 |  | 0 | 0% | 28.1768 | -4.463% | PASS | PUBLISH | PRODUCTION | Engine RUN-5F3B32BB976D4AE2 / 2026-09 / Core 0.965
QSOR-0000821 | EXP-0170 | 34.9179 | 0.95537 | 33.3594 |  | 0 | 0% | 33.3594 | -4.463% | PASS | PUBLISH | PRODUCTION | Engine RUN-5F3B32BB976D4AE2 / 2026-09 / Core 0.965
QSOR-0000822 | EXP-0171 | 16.1721 | 0.95537 | 15.4502 |  | 0 | 0% | 15.4502 | -4.463% | PASS | PUBLISH | PRODUCTION | Engine RUN-5F3B32BB976D4AE2 / 2026-09 / Core 0.965
QSOR-0000823 | EXP-0171 | 16.9979 | 0.95537 | 16.2392 |  | 0 | 0% | 16.2392 | -4.463% | PASS | PUBLISH | PRODUCTION | Engine RUN-5F3B32BB976D4AE2 / 2026-09 / Core 0.965
QSOR-0000824 | EXP-0171 | 17.709 | 0.95537 | 16.9186 |  | 0 | 0% | 16.9186 | -4.463% | PASS | PUBLISH | PRODUCTION | Engine RUN-5F3B32BB976D4AE2 / 2026-09 / Core 0.965
QSOR-0000825 | EXP-0171 | 22.8506 | 0.95537 | 21.8307 |  | 0 | 0% | 21.8307 | -4.463% | PASS | PUBLISH | PRODUCTION | Engine RUN-5F3B32BB976D4AE2 / 2026-09 / Core 0.965
QSOR-0000826 | EXP-0171 | 30.9282 | 0.95537 | 29.5478 |  | 0 | 0% | 29.5478 | -4.463% | PASS | PUBLISH | PRODUCTION | Engine RUN-5F3B32BB976D4AE2 / 2026-09 / Core 0.965
QSOR-0000827 | EXP-0171 | 33.1907 | 0.95537 | 31.7092 |  | 0 | 0% | 31.7092 | -4.463% | PASS | PUBLISH | PRODUCTION | Engine RUN-5F3B32BB976D4AE2 / 2026-09 / Core 0.965
QSOR-0000828 | EXP-0171 | 39.5197 | 0.95537 | 37.7558 |  | 0 | 0% | 37.7558 | -4.463% | PASS | PUBLISH | PRODUCTION | Engine RUN-5F3B32BB976D4AE2 / 2026-09 / Core 0.965
QSOR-0000829 | EXP-0171 | 53.1816 | 0.95537 | 50.8079 |  | 0 | 0% | 50.8079 | -4.463% | PASS | PUBLISH | PRODUCTION | Engine RUN-5F3B32BB976D4AE2 / 2026-09 / Core 0.965
QSOR-0000830 | EXP-0172 | 23.1023 | 0.95537 | 22.0712 |  | 0 | 0% | 22.0712 | -4.463% | PASS | PUBLISH | PRODUCTION | Engine RUN-5F3B32BB976D4AE2 / 2026-09 / Core 0.965
QSOR-0000831 | EXP-0172 | 24.3658 | 0.95537 | 23.2783 |  | 0 | 0% | 23.2783 | -4.463% | PASS | PUBLISH | PRODUCTION | Engine RUN-5F3B32BB976D4AE2 / 2026-09 / Core 0.965
QSOR-0000832 | EXP-0172 | 26.9858 | 0.95537 | 25.7813 |  | 0 | 0% | 25.7813 | -4.463% | PASS | PUBLISH | PRODUCTION | Engine RUN-5F3B32BB976D4AE2 / 2026-09 / Core 0.965
QSOR-0000833 | EXP-0173 | 12.2176 | 0.95537 | 11.6723 |  | 0 | 0% | 11.6723 | -4.463% | PASS | PUBLISH | PRODUCTION | Engine RUN-5F3B32BB976D4AE2 / 2026-09 / Core 0.965
QSOR-0000834 | EXP-0173 | 14.292 | 0.95537 | 13.6541 |  | 0 | 0% | 13.6541 | -4.463% | PASS | PUBLISH | PRODUCTION | Engine RUN-5F3B32BB976D4AE2 / 2026-09 / Core 0.965
QSOR-0000835 | EXP-0173 | 15.4177 | 0.95537 | 14.7296 |  | 0 | 0% | 14.7296 | -4.463% | PASS | PUBLISH | PRODUCTION | Engine RUN-5F3B32BB976D4AE2 / 2026-09 / Core 0.965
QSOR-0000836 | EXP-0173 | 19.17 | 0.95537 | 18.3144 |  | 0 | 0% | 18.3144 | -4.463% | PASS | PUBLISH | PRODUCTION | Engine RUN-5F3B32BB976D4AE2 / 2026-09 / Core 0.965
QSOR-0000837 | EXP-0173 | 25.5036 | 0.95537 | 24.3653 |  | 0 | 0% | 24.3653 | -4.463% | PASS | PUBLISH | PRODUCTION | Engine RUN-5F3B32BB976D4AE2 / 2026-09 / Core 0.965
QSOR-0000838 | EXP-0173 | 34.0838 | 0.95537 | 32.5626 |  | 0 | 0% | 32.5626 | -4.463% | PASS | PUBLISH | PRODUCTION | Engine RUN-5F3B32BB976D4AE2 / 2026-09 / Core 0.965
QSOR-0000839 | EXP-0174 | 48.4888 | 0.95537 | 46.3246 |  | 0 | 0% | 46.3246 | -4.463% | PASS | PUBLISH | PRODUCTION | Engine RUN-5F3B32BB976D4AE2 / 2026-09 / Core 0.965
QSOR-0000840 | EXP-0174 | 66.8874 | 0.95537 | 63.902 |  | 0 | 0% | 63.902 | -4.463% | PASS | PUBLISH | PRODUCTION | Engine RUN-5F3B32BB976D4AE2 / 2026-09 / Core 0.965
QSOR-0000841 | EXP-0174 | 87.3186 | 0.95537 | 83.4213 |  | 0 | 0% | 83.4213 | -4.463% | PASS | PUBLISH | PRODUCTION | Engine RUN-5F3B32BB976D4AE2 / 2026-09 / Core 0.965
QSOR-0000842 | EXP-0174 | 95.0981 | 0.95537 | 90.8536 |  | 0 | 0% | 90.8536 | -4.463% | PASS | PUBLISH | PRODUCTION | Engine RUN-5F3B32BB976D4AE2 / 2026-09 / Core 0.965
QSOR-0000843 | EXP-0175 | 22.2021 | 0.95537 | 21.2112 |  | 0 | 0% | 21.2112 | -4.463% | PASS | PUBLISH | PRODUCTION | Engine RUN-5F3B32BB976D4AE2 / 2026-09 / Core 0.965
QSOR-0000844 | EXP-0175 | 22.913 | 0.95537 | 21.8903 |  | 0 | 0% | 21.8903 | -4.463% | PASS | PUBLISH | PRODUCTION | Engine RUN-5F3B32BB976D4AE2 / 2026-09 / Core 0.965
QSOR-0000845 | EXP-0175 | 27.3019 | 0.95537 | 26.0833 |  | 0 | 0% | 26.0833 | -4.463% | PASS | PUBLISH | PRODUCTION | Engine RUN-5F3B32BB976D4AE2 / 2026-09 / Core 0.965
QSOR-0000846 | EXP-0176 | 19.9886 | 0.95537 | 19.0964 |  | 0 | 0% | 19.0964 | -4.463% | PASS | PUBLISH | PRODUCTION | Engine RUN-5F3B32BB976D4AE2 / 2026-09 / Core 0.965
QSOR-0000847 | EXP-0176 | 19.9681 | 0.95537 | 19.0768 |  | 0 | 0% | 19.0768 | -4.463% | PASS | PUBLISH | PRODUCTION | Engine RUN-5F3B32BB976D4AE2 / 2026-09 / Core 0.965
QSOR-0000848 | EXP-0177 | 15.1769 | 0.95537 | 14.4995 |  | 0 | 0% | 14.4995 | -4.463% | PASS | PUBLISH | PRODUCTION | Engine RUN-5F3B32BB976D4AE2 / 2026-09 / Core 0.965
QSOR-0000849 | EXP-0177 | 17.7642 | 0.95537 | 16.9713 |  | 0 | 0% | 16.9713 | -4.463% | PASS | PUBLISH | PRODUCTION | Engine RUN-5F3B32BB976D4AE2 / 2026-09 / Core 0.965
QSOR-0000850 | EXP-0177 | 18.279 | 0.95537 | 17.4632 |  | 0 | 0% | 17.4632 | -4.463% | PASS | PUBLISH | PRODUCTION | Engine RUN-5F3B32BB976D4AE2 / 2026-09 / Core 0.965
QSOR-0000851 | EXP-0178 | 21.7547 | 0.95537 | 20.7837 |  | 0 | 0% | 20.7837 | -4.463% | PASS | PUBLISH | PRODUCTION | Engine RUN-5F3B32BB976D4AE2 / 2026-09 / Core 0.965
QSOR-0000852 | EXP-0178 | 26.1111 | 0.95537 | 24.9457 |  | 0 | 0% | 24.9457 | -4.463% | PASS | PUBLISH | PRODUCTION | Engine RUN-5F3B32BB976D4AE2 / 2026-09 / Core 0.965
QSOR-0000853 | EXP-0178 | 38.7661 | 0.95537 | 37.0359 |  | 0 | 0% | 37.0359 | -4.463% | PASS | PUBLISH | PRODUCTION | Engine RUN-5F3B32BB976D4AE2 / 2026-09 / Core 0.965
QSOR-0000854 | EXP-0179 | 82.4953 | 0.95537 | 78.8132 |  | 0 | 0% | 78.8132 | -4.463% | PASS | PUBLISH | PRODUCTION | Engine RUN-5F3B32BB976D4AE2 / 2026-09 / Core 0.965
QSOR-0000855 | EXP-0179 | 84.7535 | 0.95537 | 80.9706 |  | 0 | 0% | 80.9706 | -4.463% | PASS | PUBLISH | PRODUCTION | Engine RUN-5F3B32BB976D4AE2 / 2026-09 / Core 0.965
QSOR-0000856 | EXP-0179 | 113.7185 | 0.95537 | 108.6429 |  | 0 | 0% | 108.6429 | -4.463% | PASS | PUBLISH | PRODUCTION | Engine RUN-5F3B32BB976D4AE2 / 2026-09 / Core 0.965
QSOR-0000857 | EXP-0179 | 132.002 | 0.95537 | 126.1103 |  | 0 | 0% | 126.1103 | -4.463% | PASS | PUBLISH | PRODUCTION | Engine RUN-5F3B32BB976D4AE2 / 2026-09 / Core 0.965
QSOR-0000858 | EXP-0179 | 130.0051 | 0.95537 | 124.2025 |  | 0 | 0% | 124.2025 | -4.463% | PASS | PUBLISH | PRODUCTION | Engine RUN-5F3B32BB976D4AE2 / 2026-09 / Core 0.965
QSOR-0000859 | EXP-0179 | 140.9069 | 0.95537 | 134.6177 |  | 0 | 0% | 134.6177 | -4.463% | PASS | PUBLISH | PRODUCTION | Engine RUN-5F3B32BB976D4AE2 / 2026-09 / Core 0.965
QSOR-0000860 | EXP-0179 | 168.4423 | 0.95537 | 160.9241 |  | 0 | 0% | 160.9241 | -4.463% | PASS | PUBLISH | PRODUCTION | Engine RUN-5F3B32BB976D4AE2 / 2026-09 / Core 0.965
QSOR-0000861 | EXP-0180 | 15.0135 | 0.95537 | 14.3434 |  | 0 | 0% | 14.3434 | -4.463% | PASS | PUBLISH | PRODUCTION | Engine RUN-5F3B32BB976D4AE2 / 2026-09 / Core 0.965
QSOR-0000862 | EXP-0180 | 17.2811 | 0.95537 | 16.5098 |  | 0 | 0% | 16.5098 | -4.463% | PASS | PUBLISH | PRODUCTION | Engine RUN-5F3B32BB976D4AE2 / 2026-09 / Core 0.965
QSOR-0000863 | EXP-0180 | 17.6669 | 0.95537 | 16.8784 |  | 0 | 0% | 16.8784 | -4.463% | PASS | PUBLISH | PRODUCTION | Engine RUN-5F3B32BB976D4AE2 / 2026-09 / Core 0.965
QSOR-0000864 | EXP-0180 | 35.916 | 0.95537 | 34.313 |  | 0 | 0% | 34.313 | -4.463% | PASS | PUBLISH | PRODUCTION | Engine RUN-5F3B32BB976D4AE2 / 2026-09 / Core 0.965
QSOR-0000865 | EXP-0180 | 37.5241 | 0.95537 | 35.8493 |  | 0 | 0% | 35.8493 | -4.463% | PASS | PUBLISH | PRODUCTION | Engine RUN-5F3B32BB976D4AE2 / 2026-09 / Core 0.965
QSOR-0000866 | EXP-0180 | 37.8292 | 0.95537 | 36.1407 |  | 0 | 0% | 36.1407 | -4.463% | PASS | PUBLISH | PRODUCTION | Engine RUN-5F3B32BB976D4AE2 / 2026-09 / Core 0.965
QSOR-0000867 | EXP-0180 | 41.0639 | 0.95537 | 39.2311 |  | 0 | 0% | 39.2311 | -4.463% | PASS | PUBLISH | PRODUCTION | Engine RUN-5F3B32BB976D4AE2 / 2026-09 / Core 0.965
QSOR-0000868 | EXP-0180 | 46.8243 | 0.95537 | 44.7343 |  | 0 | 0% | 44.7343 | -4.463% | PASS | PUBLISH | PRODUCTION | Engine RUN-5F3B32BB976D4AE2 / 2026-09 / Core 0.965
QSOR-0000869 | EXP-0180 | 56.6926 | 0.95537 | 54.1623 |  | 0 | 0% | 54.1623 | -4.463% | PASS | PUBLISH | PRODUCTION | Engine RUN-5F3B32BB976D4AE2 / 2026-09 / Core 0.965
QSOR-0000870 | EXP-0181 | 43.3012 | 0.95537 | 41.3685 |  | 0 | 0% | 41.3685 | -4.463% | PASS | PUBLISH | PRODUCTION | Engine RUN-5F3B32BB976D4AE2 / 2026-09 / Core 0.965
QSOR-0000871 | EXP-0181 | 45.0959 | 0.95537 | 43.0831 |  | 0 | 0% | 43.0831 | -4.463% | PASS | PUBLISH | PRODUCTION | Engine RUN-5F3B32BB976D4AE2 / 2026-09 / Core 0.965
QSOR-0000872 | EXP-0181 | 65.7853 | 0.95537 | 62.8491 |  | 0 | 0% | 62.8491 | -4.463% | PASS | PUBLISH | PRODUCTION | Engine RUN-5F3B32BB976D4AE2 / 2026-09 / Core 0.965
QSOR-0000873 | EXP-0182 | 6.9171 | 0.95537 | 6.6084 |  | 0 | 0% | 6.6084 | -4.463% | PASS | PUBLISH | PRODUCTION | Engine RUN-5F3B32BB976D4AE2 / 2026-09 / Core 0.965
QSOR-0000874 | EXP-0182 | 8.9714 | 0.95537 | 8.571 |  | 0 | 0% | 8.571 | -4.463% | PASS | PUBLISH | PRODUCTION | Engine RUN-5F3B32BB976D4AE2 / 2026-09 / Core 0.965
QSOR-0000875 | EXP-0182 | 7.9522 | 0.95537 | 7.5973 |  | 0 | 0% | 7.5973 | -4.463% | PASS | PUBLISH | PRODUCTION | Engine RUN-5F3B32BB976D4AE2 / 2026-09 / Core 0.965
QSOR-0000876 | EXP-0182 | 12.8866 | 0.95537 | 12.3114 |  | 0 | 0% | 12.3114 | -4.463% | PASS | PUBLISH | PRODUCTION | Engine RUN-5F3B32BB976D4AE2 / 2026-09 / Core 0.965
QSOR-0000877 | EXP-0182 | 15.2122 | 0.95537 | 14.5332 |  | 0 | 0% | 14.5332 | -4.463% | PASS | PUBLISH | PRODUCTION | Engine RUN-5F3B32BB976D4AE2 / 2026-09 / Core 0.965
QSOR-0000878 | EXP-0182 | 15.6909 | 0.95537 | 14.9906 |  | 0 | 0% | 14.9906 | -4.463% | PASS | PUBLISH | PRODUCTION | Engine RUN-5F3B32BB976D4AE2 / 2026-09 / Core 0.965
QSOR-0000879 | EXP-0182 | 17.2938 | 0.95537 | 16.5219 |  | 0 | 0% | 16.5219 | -4.463% | PASS | PUBLISH | PRODUCTION | Engine RUN-5F3B32BB976D4AE2 / 2026-09 / Core 0.965
QSOR-0000880 | EXP-0182 | 18.7033 | 0.95537 | 17.8685 |  | 0 | 0% | 17.8685 | -4.463% | PASS | PUBLISH | PRODUCTION | Engine RUN-5F3B32BB976D4AE2 / 2026-09 / Core 0.965
QSOR-0000881 | EXP-0182 | 20.4235 | 0.95537 | 19.5119 |  | 0 | 0% | 19.5119 | -4.463% | PASS | PUBLISH | PRODUCTION | Engine RUN-5F3B32BB976D4AE2 / 2026-09 / Core 0.965
QSOR-0000882 | EXP-0183 | 13.4539 | 0.95537 | 12.8534 |  | 0 | 0% | 12.8534 | -4.463% | PASS | PUBLISH | PRODUCTION | Engine RUN-5F3B32BB976D4AE2 / 2026-09 / Core 0.965
QSOR-0000883 | EXP-0183 | 13.5447 | 0.95537 | 12.9401 |  | 0 | 0% | 12.9401 | -4.463% | PASS | PUBLISH | PRODUCTION | Engine RUN-5F3B32BB976D4AE2 / 2026-09 / Core 0.965
QSOR-0000884 | EXP-0183 | 18.4271 | 0.95537 | 17.6046 |  | 0 | 0% | 17.6046 | -4.463% | PASS | PUBLISH | PRODUCTION | Engine RUN-5F3B32BB976D4AE2 / 2026-09 / Core 0.965
QSOR-0000885 | EXP-0184 | 16.8439 | 0.95537 | 16.0921 |  | 0 | 0% | 16.0921 | -4.463% | PASS | PUBLISH | PRODUCTION | Engine RUN-5F3B32BB976D4AE2 / 2026-09 / Core 0.965
QSOR-0000886 | EXP-0184 | 17.8595 | 0.95537 | 17.0624 |  | 0 | 0% | 17.0624 | -4.463% | PASS | PUBLISH | PRODUCTION | Engine RUN-5F3B32BB976D4AE2 / 2026-09 / Core 0.965
QSOR-0000887 | EXP-0184 | 20.0909 | 0.95537 | 19.1942 |  | 0 | 0% | 19.1942 | -4.463% | PASS | PUBLISH | PRODUCTION | Engine RUN-5F3B32BB976D4AE2 / 2026-09 / Core 0.965
QSOR-0000888 | EXP-0184 | 23.1761 | 0.95537 | 22.1417 |  | 0 | 0% | 22.1417 | -4.463% | PASS | PUBLISH | PRODUCTION | Engine RUN-5F3B32BB976D4AE2 / 2026-09 / Core 0.965
QSOR-0000889 | EXP-0184 | 25.8938 | 0.95537 | 24.738 |  | 0 | 0% | 24.738 | -4.463% | PASS | PUBLISH | PRODUCTION | Engine RUN-5F3B32BB976D4AE2 / 2026-09 / Core 0.965
QSOR-0000890 | EXP-0184 | 30.9567 | 0.95537 | 29.575 |  | 0 | 0% | 29.575 | -4.463% | PASS | PUBLISH | PRODUCTION | Engine RUN-5F3B32BB976D4AE2 / 2026-09 / Core 0.965
QSOR-0000891 | EXP-0185 | 26.5029 | 0.95537 | 25.32 |  | 0 | 0% | 25.32 | -4.463% | PASS | PUBLISH | PRODUCTION | Engine RUN-5F3B32BB976D4AE2 / 2026-09 / Core 0.965
QSOR-0000892 | EXP-0185 | 30.1639 | 0.95537 | 28.8176 |  | 0 | 0% | 28.8176 | -4.463% | PASS | PUBLISH | PRODUCTION | Engine RUN-5F3B32BB976D4AE2 / 2026-09 / Core 0.965
QSOR-0000893 | EXP-0185 | 32.7586 | 0.95537 | 31.2965 |  | 0 | 0% | 31.2965 | -4.463% | PASS | PUBLISH | PRODUCTION | Engine RUN-5F3B32BB976D4AE2 / 2026-09 / Core 0.965
QSOR-0000894 | EXP-0185 | 36.4003 | 0.95537 | 34.7757 |  | 0 | 0% | 34.7757 | -4.463% | PASS | PUBLISH | PRODUCTION | Engine RUN-5F3B32BB976D4AE2 / 2026-09 / Core 0.965
QSOR-0000895 | EXP-0185 | 38.2941 | 0.95537 | 36.5849 |  | 0 | 0% | 36.5849 | -4.463% | PASS | PUBLISH | PRODUCTION | Engine RUN-5F3B32BB976D4AE2 / 2026-09 / Core 0.965
QSOR-0000896 | EXP-0185 | 41.5199 | 0.95537 | 39.6667 |  | 0 | 0% | 39.6667 | -4.463% | PASS | PUBLISH | PRODUCTION | Engine RUN-5F3B32BB976D4AE2 / 2026-09 / Core 0.965
QSOR-0000897 | EXP-0186 | 17.077 | 0.95537 | 16.3148 |  | 0 | 0% | 16.3148 | -4.463% | PASS | PUBLISH | PRODUCTION | Engine RUN-5F3B32BB976D4AE2 / 2026-09 / Core 0.965
QSOR-0000898 | EXP-0186 | 18.4383 | 0.95537 | 17.6153 |  | 0 | 0% | 17.6153 | -4.463% | PASS | PUBLISH | PRODUCTION | Engine RUN-5F3B32BB976D4AE2 / 2026-09 / Core 0.965
QSOR-0000899 | EXP-0186 | 19.8251 | 0.95537 | 18.9403 |  | 0 | 0% | 18.9403 | -4.463% | PASS | PUBLISH | PRODUCTION | Engine RUN-5F3B32BB976D4AE2 / 2026-09 / Core 0.965
QSOR-0000900 | EXP-0186 | 20.8871 | 0.95537 | 19.9549 |  | 0 | 0% | 19.9549 | -4.463% | PASS | PUBLISH | PRODUCTION | Engine RUN-5F3B32BB976D4AE2 / 2026-09 / Core 0.965
QSOR-0000901 | EXP-0186 | 27.0361 | 0.95537 | 25.8294 |  | 0 | 0% | 25.8294 | -4.463% | PASS | PUBLISH | PRODUCTION | Engine RUN-5F3B32BB976D4AE2 / 2026-09 / Core 0.965
QSOR-0000902 | EXP-0186 | 31.822 | 0.95537 | 30.4017 |  | 0 | 0% | 30.4017 | -4.463% | PASS | PUBLISH | PRODUCTION | Engine RUN-5F3B32BB976D4AE2 / 2026-09 / Core 0.965
QSOR-0000903 | EXP-0187 | 15.5801 | 0.95537 | 14.8847 |  | 0 | 0% | 14.8847 | -4.463% | PASS | PUBLISH | PRODUCTION | Engine RUN-5F3B32BB976D4AE2 / 2026-09 / Core 0.965
QSOR-0000904 | EXP-0187 | 16.3106 | 0.95537 | 15.5826 |  | 0 | 0% | 15.5826 | -4.463% | PASS | PUBLISH | PRODUCTION | Engine RUN-5F3B32BB976D4AE2 / 2026-09 / Core 0.965
QSOR-0000905 | EXP-0187 | 17.1277 | 0.95537 | 16.3632 |  | 0 | 0% | 16.3632 | -4.463% | PASS | PUBLISH | PRODUCTION | Engine RUN-5F3B32BB976D4AE2 / 2026-09 / Core 0.965
QSOR-0000906 | EXP-0187 | 21.2414 | 0.95537 | 20.2933 |  | 0 | 0% | 20.2933 | -4.463% | PASS | PUBLISH | PRODUCTION | Engine RUN-5F3B32BB976D4AE2 / 2026-09 / Core 0.965
QSOR-0000907 | EXP-0187 | 28.0971 | 0.95537 | 26.8431 |  | 0 | 0% | 26.8431 | -4.463% | PASS | PUBLISH | PRODUCTION | Engine RUN-5F3B32BB976D4AE2 / 2026-09 / Core 0.965
QSOR-0000908 | EXP-0187 | 31.666 | 0.95537 | 30.2527 |  | 0 | 0% | 30.2527 | -4.463% | PASS | PUBLISH | PRODUCTION | Engine RUN-5F3B32BB976D4AE2 / 2026-09 / Core 0.965
QSOR-0000909 | EXP-0187 | 36.1617 | 0.95537 | 34.5477 |  | 0 | 0% | 34.5477 | -4.463% | PASS | PUBLISH | PRODUCTION | Engine RUN-5F3B32BB976D4AE2 / 2026-09 / Core 0.965
QSOR-0000910 | EXP-0187 | 49.6782 | 0.95537 | 47.4609 |  | 0 | 0% | 47.4609 | -4.463% | PASS | PUBLISH | PRODUCTION | Engine RUN-5F3B32BB976D4AE2 / 2026-09 / Core 0.965
QSOR-0000911 | EXP-0188 | 21.6736 | 0.95537 | 20.7062 |  | 0 | 0% | 20.7062 | -4.463% | PASS | PUBLISH | PRODUCTION | Engine RUN-5F3B32BB976D4AE2 / 2026-09 / Core 0.965
QSOR-0000912 | EXP-0188 | 22.8538 | 0.95537 | 21.8337 |  | 0 | 0% | 21.8337 | -4.463% | PASS | PUBLISH | PRODUCTION | Engine RUN-5F3B32BB976D4AE2 / 2026-09 / Core 0.965
QSOR-0000913 | EXP-0188 | 23.9256 | 0.95537 | 22.8578 |  | 0 | 0% | 22.8578 | -4.463% | PASS | PUBLISH | PRODUCTION | Engine RUN-5F3B32BB976D4AE2 / 2026-09 / Core 0.965
QSOR-0000914 | EXP-0189 | 11.7089 | 0.95537 | 11.1863 |  | 0 | 0% | 11.1863 | -4.463% | PASS | PUBLISH | PRODUCTION | Engine RUN-5F3B32BB976D4AE2 / 2026-09 / Core 0.965
QSOR-0000915 | EXP-0189 | 11.9113 | 0.95537 | 11.3797 |  | 0 | 0% | 11.3797 | -4.463% | PASS | PUBLISH | PRODUCTION | Engine RUN-5F3B32BB976D4AE2 / 2026-09 / Core 0.965
QSOR-0000916 | EXP-0189 | 14.6882 | 0.95537 | 14.0326 |  | 0 | 0% | 14.0326 | -4.463% | PASS | PUBLISH | PRODUCTION | Engine RUN-5F3B32BB976D4AE2 / 2026-09 / Core 0.965
QSOR-0000917 | EXP-0189 | 18.0046 | 0.95537 | 17.2009 |  | 0 | 0% | 17.2009 | -4.463% | PASS | PUBLISH | PRODUCTION | Engine RUN-5F3B32BB976D4AE2 / 2026-09 / Core 0.965
QSOR-0000918 | EXP-0189 | 24.2784 | 0.95537 | 23.1948 |  | 0 | 0% | 23.1948 | -4.463% | PASS | PUBLISH | PRODUCTION | Engine RUN-5F3B32BB976D4AE2 / 2026-09 / Core 0.965
QSOR-0000919 | EXP-0189 | 32.1454 | 0.95537 | 30.7107 |  | 0 | 0% | 30.7107 | -4.463% | PASS | PUBLISH | PRODUCTION | Engine RUN-5F3B32BB976D4AE2 / 2026-09 / Core 0.965
QSOR-0000920 | EXP-0190 | 44.2985 | 0.95537 | 42.3213 |  | 0 | 0% | 42.3213 | -4.463% | PASS | PUBLISH | PRODUCTION | Engine RUN-5F3B32BB976D4AE2 / 2026-09 / Core 0.965
QSOR-0000921 | EXP-0190 | 62.6061 | 0.95537 | 59.8118 |  | 0 | 0% | 59.8118 | -4.463% | PASS | PUBLISH | PRODUCTION | Engine RUN-5F3B32BB976D4AE2 / 2026-09 / Core 0.965
QSOR-0000922 | EXP-0190 | 81.666 | 0.95537 | 78.021 |  | 0 | 0% | 78.021 | -4.463% | PASS | PUBLISH | PRODUCTION | Engine RUN-5F3B32BB976D4AE2 / 2026-09 / Core 0.965
QSOR-0000923 | EXP-0190 | 92.3164 | 0.95537 | 88.196 |  | 0 | 0% | 88.196 | -4.463% | PASS | PUBLISH | PRODUCTION | Engine RUN-5F3B32BB976D4AE2 / 2026-09 / Core 0.965
QSOR-0000924 | EXP-0191 | 20.9408 | 0.95537 | 20.0062 |  | 0 | 0% | 20.0062 | -4.463% | PASS | PUBLISH | PRODUCTION | Engine RUN-5F3B32BB976D4AE2 / 2026-09 / Core 0.965
QSOR-0000925 | EXP-0191 | 21.5138 | 0.95537 | 20.5536 |  | 0 | 0% | 20.5536 | -4.463% | PASS | PUBLISH | PRODUCTION | Engine RUN-5F3B32BB976D4AE2 / 2026-09 / Core 0.965
QSOR-0000926 | EXP-0191 | 25.5055 | 0.95537 | 24.3671 |  | 0 | 0% | 24.3671 | -4.463% | PASS | PUBLISH | PRODUCTION | Engine RUN-5F3B32BB976D4AE2 / 2026-09 / Core 0.965
QSOR-0000927 | EXP-0192 | 18.7438 | 0.95537 | 17.9072 |  | 0 | 0% | 17.9072 | -4.463% | PASS | PUBLISH | PRODUCTION | Engine RUN-5F3B32BB976D4AE2 / 2026-09 / Core 0.965
QSOR-0000928 | EXP-0192 | 18.8078 | 0.95537 | 17.9683 |  | 0 | 0% | 17.9683 | -4.463% | PASS | PUBLISH | PRODUCTION | Engine RUN-5F3B32BB976D4AE2 / 2026-09 / Core 0.965
QSOR-0000929 | EXP-0193 | 14.9345 | 0.95537 | 14.268 |  | 0 | 0% | 14.268 | -4.463% | PASS | PUBLISH | PRODUCTION | Engine RUN-5F3B32BB976D4AE2 / 2026-09 / Core 0.965
QSOR-0000930 | EXP-0193 | 17.4772 | 0.95537 | 16.6971 |  | 0 | 0% | 16.6971 | -4.463% | PASS | PUBLISH | PRODUCTION | Engine RUN-5F3B32BB976D4AE2 / 2026-09 / Core 0.965
QSOR-0000931 | EXP-0193 | 17.9508 | 0.95537 | 17.1496 |  | 0 | 0% | 17.1496 | -4.463% | PASS | PUBLISH | PRODUCTION | Engine RUN-5F3B32BB976D4AE2 / 2026-09 / Core 0.965
QSOR-0000932 | EXP-0194 | 21.1505 | 0.95537 | 20.2065 |  | 0 | 0% | 20.2065 | -4.463% | PASS | PUBLISH | PRODUCTION | Engine RUN-5F3B32BB976D4AE2 / 2026-09 / Core 0.965
QSOR-0000933 | EXP-0194 | 25.1172 | 0.95537 | 23.9962 |  | 0 | 0% | 23.9962 | -4.463% | PASS | PUBLISH | PRODUCTION | Engine RUN-5F3B32BB976D4AE2 / 2026-09 / Core 0.965
QSOR-0000934 | EXP-0194 | 36.393 | 0.95537 | 34.7687 |  | 0 | 0% | 34.7687 | -4.463% | PASS | PUBLISH | PRODUCTION | Engine RUN-5F3B32BB976D4AE2 / 2026-09 / Core 0.965
QSOR-0000935 | EXP-0195 | 78.0061 | 0.95537 | 74.5244 |  | 0 | 0% | 74.5244 | -4.463% | PASS | PUBLISH | PRODUCTION | Engine RUN-5F3B32BB976D4AE2 / 2026-09 / Core 0.965
QSOR-0000936 | EXP-0195 | 79.631 | 0.95537 | 76.0768 |  | 0 | 0% | 76.0768 | -4.463% | PASS | PUBLISH | PRODUCTION | Engine RUN-5F3B32BB976D4AE2 / 2026-09 / Core 0.965
QSOR-0000937 | EXP-0195 | 105.9037 | 0.95537 | 101.1769 |  | 0 | 0% | 101.1769 | -4.463% | PASS | PUBLISH | PRODUCTION | Engine RUN-5F3B32BB976D4AE2 / 2026-09 / Core 0.965
QSOR-0000938 | EXP-0195 | 116.2366 | 0.95537 | 111.0486 |  | 0 | 0% | 111.0486 | -4.463% | PASS | PUBLISH | PRODUCTION | Engine RUN-5F3B32BB976D4AE2 / 2026-09 / Core 0.965
QSOR-0000939 | EXP-0195 | 119.0336 | 0.95537 | 113.7207 |  | 0 | 0% | 113.7207 | -4.463% | PASS | PUBLISH | PRODUCTION | Engine RUN-5F3B32BB976D4AE2 / 2026-09 / Core 0.965
QSOR-0000940 | EXP-0195 | 123.8777 | 0.95537 | 118.3486 |  | 0 | 0% | 118.3486 | -4.463% | PASS | PUBLISH | PRODUCTION | Engine RUN-5F3B32BB976D4AE2 / 2026-09 / Core 0.965
QSOR-0000941 | EXP-0195 | 148.7955 | 0.95537 | 142.1543 |  | 0 | 0% | 142.1543 | -4.463% | PASS | PUBLISH | PRODUCTION | Engine RUN-5F3B32BB976D4AE2 / 2026-09 / Core 0.965
QSOR-0000942 | EXP-0196 | 12.01 | 0.95537 | 11.4739 |  | 0 | 0% | 11.4739 | -4.463% | PASS | PUBLISH | PRODUCTION | Engine RUN-5F3B32BB976D4AE2 / 2026-09 / Core 0.965
QSOR-0000943 | EXP-0196 | 18.0182 | 0.95537 | 17.214 |  | 0 | 0% | 17.214 | -4.463% | PASS | PUBLISH | PRODUCTION | Engine RUN-5F3B32BB976D4AE2 / 2026-09 / Core 0.965
QSOR-0000944 | EXP-0196 | 24.1899 | 0.95537 | 23.1102 |  | 0 | 0% | 23.1102 | -4.463% | PASS | PUBLISH | PRODUCTION | Engine RUN-5F3B32BB976D4AE2 / 2026-09 / Core 0.965
QSOR-0000945 | EXP-0196 | 41.2304 | 0.95537 | 39.3901 |  | 0 | 0% | 39.3901 | -4.463% | PASS | PUBLISH | PRODUCTION | Engine RUN-5F3B32BB976D4AE2 / 2026-09 / Core 0.965
QSOR-0000946 | EXP-0196 | 43.884 | 0.95537 | 41.9253 |  | 0 | 0% | 41.9253 | -4.463% | PASS | PUBLISH | PRODUCTION | Engine RUN-5F3B32BB976D4AE2 / 2026-09 / Core 0.965
QSOR-0000947 | EXP-0196 | 45.8454 | 0.95537 | 43.7992 |  | 0 | 0% | 43.7992 | -4.463% | PASS | PUBLISH | PRODUCTION | Engine RUN-5F3B32BB976D4AE2 / 2026-09 / Core 0.965
QSOR-0000948 | EXP-0196 | 49.8405 | 0.95537 | 47.616 |  | 0 | 0% | 47.616 | -4.463% | PASS | PUBLISH | PRODUCTION | Engine RUN-5F3B32BB976D4AE2 / 2026-09 / Core 0.965
QSOR-0000949 | EXP-0196 | 58.1729 | 0.95537 | 55.5764 |  | 0 | 0% | 55.5764 | -4.463% | PASS | PUBLISH | PRODUCTION | Engine RUN-5F3B32BB976D4AE2 / 2026-09 / Core 0.965
QSOR-0000950 | EXP-0196 | 69.8217 | 0.95537 | 66.7053 |  | 0 | 0% | 66.7053 | -4.463% | PASS | PUBLISH | PRODUCTION | Engine RUN-5F3B32BB976D4AE2 / 2026-09 / Core 0.965
QSOR-0000951 | EXP-0197 | 43.9163 | 0.95537 | 41.9561 |  | 0 | 0% | 41.9561 | -4.463% | PASS | PUBLISH | PRODUCTION | Engine RUN-5F3B32BB976D4AE2 / 2026-09 / Core 0.965
QSOR-0000952 | EXP-0197 | 46.1073 | 0.95537 | 44.0494 |  | 0 | 0% | 44.0494 | -4.463% | PASS | PUBLISH | PRODUCTION | Engine RUN-5F3B32BB976D4AE2 / 2026-09 / Core 0.965
QSOR-0000953 | EXP-0197 | 59.5398 | 0.95537 | 56.8823 |  | 0 | 0% | 56.8823 | -4.463% | PASS | PUBLISH | PRODUCTION | Engine RUN-5F3B32BB976D4AE2 / 2026-09 / Core 0.965
QSOR-0000954 | EXP-0198 | 8.0655 | 0.95537 | 7.7055 |  | 0 | 0% | 7.7055 | -4.463% | PASS | PUBLISH | PRODUCTION | Engine RUN-5F3B32BB976D4AE2 / 2026-09 / Core 0.965
QSOR-0000955 | EXP-0198 | 11.7539 | 0.95537 | 11.2293 |  | 0 | 0% | 11.2293 | -4.463% | PASS | PUBLISH | PRODUCTION | Engine RUN-5F3B32BB976D4AE2 / 2026-09 / Core 0.965
QSOR-0000956 | EXP-0198 | 17.2403 | 0.95537 | 16.4708 |  | 0 | 0% | 16.4708 | -4.463% | PASS | PUBLISH | PRODUCTION | Engine RUN-5F3B32BB976D4AE2 / 2026-09 / Core 0.965
QSOR-0000957 | EXP-0198 | 19.9966 | 0.95537 | 19.1041 |  | 0 | 0% | 19.1041 | -4.463% | PASS | PUBLISH | PRODUCTION | Engine RUN-5F3B32BB976D4AE2 / 2026-09 / Core 0.965
QSOR-0000958 | EXP-0198 | 21.8472 | 0.95537 | 20.8721 |  | 0 | 0% | 20.8721 | -4.463% | PASS | PUBLISH | PRODUCTION | Engine RUN-5F3B32BB976D4AE2 / 2026-09 / Core 0.965
QSOR-0000959 | EXP-0198 | 24.5594 | 0.95537 | 23.4633 |  | 0 | 0% | 23.4633 | -4.463% | PASS | PUBLISH | PRODUCTION | Engine RUN-5F3B32BB976D4AE2 / 2026-09 / Core 0.965
QSOR-0000960 | EXP-0198 | 26.0888 | 0.95537 | 24.9243 |  | 0 | 0% | 24.9243 | -4.463% | PASS | PUBLISH | PRODUCTION | Engine RUN-5F3B32BB976D4AE2 / 2026-09 / Core 0.965
QSOR-0000961 | EXP-0198 | 28.9987 | 0.95537 | 27.7044 |  | 0 | 0% | 27.7044 | -4.463% | PASS | PUBLISH | PRODUCTION | Engine RUN-5F3B32BB976D4AE2 / 2026-09 / Core 0.965
QSOR-0000962 | EXP-0198 | 32.4126 | 0.95537 | 30.9659 |  | 0 | 0% | 30.9659 | -4.463% | PASS | PUBLISH | PRODUCTION | Engine RUN-5F3B32BB976D4AE2 / 2026-09 / Core 0.965
QSOR-0000963 | EXP-0199 | 17.6509 | 0.95537 | 16.8631 |  | 0 | 0% | 16.8631 | -4.463% | PASS | PUBLISH | PRODUCTION | Engine RUN-5F3B32BB976D4AE2 / 2026-09 / Core 0.965
QSOR-0000964 | EXP-0199 | 17.6603 | 0.95537 | 16.872 |  | 0 | 0% | 16.872 | -4.463% | PASS | PUBLISH | PRODUCTION | Engine RUN-5F3B32BB976D4AE2 / 2026-09 / Core 0.965
QSOR-0000965 | EXP-0199 | 24.1625 | 0.95537 | 23.084 |  | 0 | 0% | 23.084 | -4.463% | PASS | PUBLISH | PRODUCTION | Engine RUN-5F3B32BB976D4AE2 / 2026-09 / Core 0.965
QSOR-0000966 | EXP-0200 | 23.4656 | 0.95537 | 22.4183 |  | 0 | 0% | 22.4183 | -4.463% | PASS | PUBLISH | PRODUCTION | Engine RUN-5F3B32BB976D4AE2 / 2026-09 / Core 0.965
QSOR-0000967 | EXP-0200 | 25.5102 | 0.95537 | 24.3716 |  | 0 | 0% | 24.3716 | -4.463% | PASS | PUBLISH | PRODUCTION | Engine RUN-5F3B32BB976D4AE2 / 2026-09 / Core 0.965
QSOR-0000968 | EXP-0200 | 32.3551 | 0.95537 | 30.911 |  | 0 | 0% | 30.911 | -4.463% | PASS | PUBLISH | PRODUCTION | Engine RUN-5F3B32BB976D4AE2 / 2026-09 / Core 0.965
QSOR-0000969 | EXP-0200 | 43.3248 | 0.95537 | 41.3911 |  | 0 | 0% | 41.3911 | -4.463% | PASS | PUBLISH | PRODUCTION | Engine RUN-5F3B32BB976D4AE2 / 2026-09 / Core 0.965
QSOR-0000970 | EXP-0200 | 47.6809 | 0.95537 | 45.5527 |  | 0 | 0% | 45.5527 | -4.463% | PASS | PUBLISH | PRODUCTION | Engine RUN-5F3B32BB976D4AE2 / 2026-09 / Core 0.965
QSOR-0000971 | EXP-0200 | 52.1219 | 0.95537 | 49.7955 |  | 0 | 0% | 49.7955 | -4.463% | PASS | PUBLISH | PRODUCTION | Engine RUN-5F3B32BB976D4AE2 / 2026-09 / Core 0.965
QSOR-0000972 | EXP-0201 | 32.4515 | 0.95537 | 31.0031 |  | 0 | 0% | 31.0031 | -4.463% | PASS | PUBLISH | PRODUCTION | Engine RUN-5F3B32BB976D4AE2 / 2026-09 / Core 0.965
QSOR-0000973 | EXP-0201 | 36.3711 | 0.95537 | 34.7478 |  | 0 | 0% | 34.7478 | -4.463% | PASS | PUBLISH | PRODUCTION | Engine RUN-5F3B32BB976D4AE2 / 2026-09 / Core 0.965
QSOR-0000974 | EXP-0201 | 39.6366 | 0.95537 | 37.8675 |  | 0 | 0% | 37.8675 | -4.463% | PASS | PUBLISH | PRODUCTION | Engine RUN-5F3B32BB976D4AE2 / 2026-09 / Core 0.965
QSOR-0000975 | EXP-0201 | 42.7166 | 0.95537 | 40.81 |  | 0 | 0% | 40.81 | -4.463% | PASS | PUBLISH | PRODUCTION | Engine RUN-5F3B32BB976D4AE2 / 2026-09 / Core 0.965
QSOR-0000976 | EXP-0201 | 46.4566 | 0.95537 | 44.3831 |  | 0 | 0% | 44.3831 | -4.463% | PASS | PUBLISH | PRODUCTION | Engine RUN-5F3B32BB976D4AE2 / 2026-09 / Core 0.965
QSOR-0000977 | EXP-0201 | 48.1529 | 0.95537 | 46.0036 |  | 0 | 0% | 46.0036 | -4.463% | PASS | PUBLISH | PRODUCTION | Engine RUN-5F3B32BB976D4AE2 / 2026-09 / Core 0.965
QSOR-0000978 | EXP-0202 | 26.3792 | 0.95537 | 25.2018 |  | 0 | 0% | 25.2018 | -4.463% | PASS | PUBLISH | PRODUCTION | Engine RUN-5F3B32BB976D4AE2 / 2026-09 / Core 0.965
QSOR-0000979 | EXP-0202 | 29.6622 | 0.95537 | 28.3383 |  | 0 | 0% | 28.3383 | -4.463% | PASS | PUBLISH | PRODUCTION | Engine RUN-5F3B32BB976D4AE2 / 2026-09 / Core 0.965
QSOR-0000980 | EXP-0202 | 31.3254 | 0.95537 | 29.9272 |  | 0 | 0% | 29.9272 | -4.463% | PASS | PUBLISH | PRODUCTION | Engine RUN-5F3B32BB976D4AE2 / 2026-09 / Core 0.965
QSOR-0000981 | EXP-0202 | 35.9726 | 0.95537 | 34.367 |  | 0 | 0% | 34.367 | -4.463% | PASS | PUBLISH | PRODUCTION | Engine RUN-5F3B32BB976D4AE2 / 2026-09 / Core 0.965
QSOR-0000982 | EXP-0202 | 48.6482 | 0.95537 | 46.4769 |  | 0 | 0% | 46.4769 | -4.463% | PASS | PUBLISH | PRODUCTION | Engine RUN-5F3B32BB976D4AE2 / 2026-09 / Core 0.965
QSOR-0000983 | EXP-0202 | 57.98 | 0.95537 | 55.3921 |  | 0 | 0% | 55.3921 | -4.463% | PASS | PUBLISH | PRODUCTION | Engine RUN-5F3B32BB976D4AE2 / 2026-09 / Core 0.965
QSOR-0000984 | EXP-0203 | 16.066 | 0.95537 | 15.3489 |  | 0 | 0% | 15.3489 | -4.463% | PASS | PUBLISH | PRODUCTION | Engine RUN-5F3B32BB976D4AE2 / 2026-09 / Core 0.965
QSOR-0000985 | EXP-0203 | 16.7643 | 0.95537 | 16.016 |  | 0 | 0% | 16.016 | -4.463% | PASS | PUBLISH | PRODUCTION | Engine RUN-5F3B32BB976D4AE2 / 2026-09 / Core 0.965
QSOR-0000986 | EXP-0203 | 22.5511 | 0.95537 | 21.5446 |  | 0 | 0% | 21.5446 | -4.463% | PASS | PUBLISH | PRODUCTION | Engine RUN-5F3B32BB976D4AE2 / 2026-09 / Core 0.965
QSOR-0000987 | EXP-0203 | 30.3453 | 0.95537 | 28.9909 |  | 0 | 0% | 28.9909 | -4.463% | PASS | PUBLISH | PRODUCTION | Engine RUN-5F3B32BB976D4AE2 / 2026-09 / Core 0.965
QSOR-0000988 | EXP-0203 | 38.7041 | 0.95537 | 36.9766 |  | 0 | 0% | 36.9766 | -4.463% | PASS | PUBLISH | PRODUCTION | Engine RUN-5F3B32BB976D4AE2 / 2026-09 / Core 0.965
QSOR-0000989 | EXP-0203 | 41.6565 | 0.95537 | 39.7972 |  | 0 | 0% | 39.7972 | -4.463% | PASS | PUBLISH | PRODUCTION | Engine RUN-5F3B32BB976D4AE2 / 2026-09 / Core 0.965
QSOR-0000990 | EXP-0203 | 65.7694 | 0.95537 | 62.8339 |  | 0 | 0% | 62.8339 | -4.463% | PASS | PUBLISH | PRODUCTION | Engine RUN-5F3B32BB976D4AE2 / 2026-09 / Core 0.965
QSOR-0000991 | EXP-0203 | 72.1703 | 0.95537 | 68.9491 |  | 0 | 0% | 68.9491 | -4.463% | PASS | PUBLISH | PRODUCTION | Engine RUN-5F3B32BB976D4AE2 / 2026-09 / Core 0.965
QSOR-0000992 | EXP-0204 | 22.7362 | 0.95537 | 21.7214 |  | 0 | 0% | 21.7214 | -4.463% | PASS | PUBLISH | PRODUCTION | Engine RUN-5F3B32BB976D4AE2 / 2026-09 / Core 0.965
QSOR-0000993 | EXP-0204 | 23.7628 | 0.95537 | 22.7022 |  | 0 | 0% | 22.7022 | -4.463% | PASS | PUBLISH | PRODUCTION | Engine RUN-5F3B32BB976D4AE2 / 2026-09 / Core 0.965
QSOR-0000994 | EXP-0204 | 29.1744 | 0.95537 | 27.8722 |  | 0 | 0% | 27.8722 | -4.463% | PASS | PUBLISH | PRODUCTION | Engine RUN-5F3B32BB976D4AE2 / 2026-09 / Core 0.965
QSOR-0000995 | EXP-0205 | 12.4583 | 0.95537 | 11.9023 |  | 0 | 0% | 11.9023 | -4.463% | PASS | PUBLISH | PRODUCTION | Engine RUN-5F3B32BB976D4AE2 / 2026-09 / Core 0.965
QSOR-0000996 | EXP-0205 | 14.5947 | 0.95537 | 13.9433 |  | 0 | 0% | 13.9433 | -4.463% | PASS | PUBLISH | PRODUCTION | Engine RUN-5F3B32BB976D4AE2 / 2026-09 / Core 0.965
QSOR-0000997 | EXP-0205 | 15.4182 | 0.95537 | 14.73 |  | 0 | 0% | 14.73 | -4.463% | PASS | PUBLISH | PRODUCTION | Engine RUN-5F3B32BB976D4AE2 / 2026-09 / Core 0.965
QSOR-0000998 | EXP-0205 | 18.3118 | 0.95537 | 17.4945 |  | 0 | 0% | 17.4945 | -4.463% | PASS | PUBLISH | PRODUCTION | Engine RUN-5F3B32BB976D4AE2 / 2026-09 / Core 0.965
QSOR-0000999 | EXP-0205 | 22.1149 | 0.95537 | 21.1278 |  | 0 | 0% | 21.1278 | -4.463% | PASS | PUBLISH | PRODUCTION | Engine RUN-5F3B32BB976D4AE2 / 2026-09 / Core 0.965
QSOR-0001000 | EXP-0205 | 34.7749 | 0.95537 | 33.2227 |  | 0 | 0% | 33.2227 | -4.463% | PASS | PUBLISH | PRODUCTION | Engine RUN-5F3B32BB976D4AE2 / 2026-09 / Core 0.965
QSOR-0001001 | EXP-0206 | 81.5501 | 0.95537 | 77.9103 |  | 0 | 0% | 77.9103 | -4.463% | PASS | PUBLISH | PRODUCTION | Engine RUN-5F3B32BB976D4AE2 / 2026-09 / Core 0.965
QSOR-0001002 | EXP-0206 | 89.1122 | 0.95537 | 85.1348 |  | 0 | 0% | 85.1348 | -4.463% | PASS | PUBLISH | PRODUCTION | Engine RUN-5F3B32BB976D4AE2 / 2026-09 / Core 0.965
QSOR-0001003 | EXP-0206 | 98.3922 | 0.95537 | 94.0006 |  | 0 | 0% | 94.0006 | -4.463% | PASS | PUBLISH | PRODUCTION | Engine RUN-5F3B32BB976D4AE2 / 2026-09 / Core 0.965
QSOR-0001004 | EXP-0206 | 107.7105 | 0.95537 | 102.903 |  | 0 | 0% | 102.903 | -4.463% | PASS | PUBLISH | PRODUCTION | Engine RUN-5F3B32BB976D4AE2 / 2026-09 / Core 0.965
QSOR-0001005 | EXP-0207 | 27.2787 | 0.95537 | 26.0612 |  | 0 | 0% | 26.0612 | -4.463% | PASS | PUBLISH | PRODUCTION | Engine RUN-5F3B32BB976D4AE2 / 2026-09 / Core 0.965
QSOR-0001006 | EXP-0207 | 28.2071 | 0.95537 | 26.9481 |  | 0 | 0% | 26.9481 | -4.463% | PASS | PUBLISH | PRODUCTION | Engine RUN-5F3B32BB976D4AE2 / 2026-09 / Core 0.965
QSOR-0001007 | EXP-0207 | 33.4135 | 0.95537 | 31.9221 |  | 0 | 0% | 31.9221 | -4.463% | PASS | PUBLISH | PRODUCTION | Engine RUN-5F3B32BB976D4AE2 / 2026-09 / Core 0.965
QSOR-0001008 | EXP-0208 | 24.2518 | 0.95537 | 23.1694 |  | 0 | 0% | 23.1694 | -4.463% | PASS | PUBLISH | PRODUCTION | Engine RUN-5F3B32BB976D4AE2 / 2026-09 / Core 0.965
QSOR-0001009 | EXP-0208 | 26.4931 | 0.95537 | 25.3106 |  | 0 | 0% | 25.3106 | -4.463% | PASS | PUBLISH | PRODUCTION | Engine RUN-5F3B32BB976D4AE2 / 2026-09 / Core 0.965
QSOR-0001010 | EXP-0209 | 16.3016 | 0.95537 | 15.574 |  | 0 | 0% | 15.574 | -4.463% | PASS | PUBLISH | PRODUCTION | Engine RUN-5F3B32BB976D4AE2 / 2026-09 / Core 0.965
QSOR-0001011 | EXP-0209 | 18.7424 | 0.95537 | 17.9058 |  | 0 | 0% | 17.9058 | -4.463% | PASS | PUBLISH | PRODUCTION | Engine RUN-5F3B32BB976D4AE2 / 2026-09 / Core 0.965
QSOR-0001012 | EXP-0209 | 19.2796 | 0.95537 | 18.4191 |  | 0 | 0% | 18.4191 | -4.463% | PASS | PUBLISH | PRODUCTION | Engine RUN-5F3B32BB976D4AE2 / 2026-09 / Core 0.965
QSOR-0001013 | EXP-0210 | 22.7919 | 0.95537 | 21.7747 |  | 0 | 0% | 21.7747 | -4.463% | PASS | PUBLISH | PRODUCTION | Engine RUN-5F3B32BB976D4AE2 / 2026-09 / Core 0.965
QSOR-0001014 | EXP-0210 | 27.0085 | 0.95537 | 25.803 |  | 0 | 0% | 25.803 | -4.463% | PASS | PUBLISH | PRODUCTION | Engine RUN-5F3B32BB976D4AE2 / 2026-09 / Core 0.965
QSOR-0001015 | EXP-0210 | 43.2216 | 0.95537 | 41.2925 |  | 0 | 0% | 41.2925 | -4.463% | PASS | PUBLISH | PRODUCTION | Engine RUN-5F3B32BB976D4AE2 / 2026-09 / Core 0.965
QSOR-0001016 | EXP-0211 | 89.4607 | 0.95537 | 85.4677 |  | 0 | 0% | 85.4677 | -4.463% | PASS | PUBLISH | PRODUCTION | Engine RUN-5F3B32BB976D4AE2 / 2026-09 / Core 0.965
QSOR-0001017 | EXP-0211 | 98.2405 | 0.95537 | 93.8557 |  | 0 | 0% | 93.8557 | -4.463% | PASS | PUBLISH | PRODUCTION | Engine RUN-5F3B32BB976D4AE2 / 2026-09 / Core 0.965
QSOR-0001018 | EXP-0211 | 107.7439 | 0.95537 | 102.9349 |  | 0 | 0% | 102.9349 | -4.463% | PASS | PUBLISH | PRODUCTION | Engine RUN-5F3B32BB976D4AE2 / 2026-09 / Core 0.965
QSOR-0001019 | EXP-0211 | 118.6308 | 0.95537 | 113.3359 |  | 0 | 0% | 113.3359 | -4.463% | PASS | PUBLISH | PRODUCTION | Engine RUN-5F3B32BB976D4AE2 / 2026-09 / Core 0.965
QSOR-0001020 | EXP-0211 | 118.4787 | 0.95537 | 113.1906 |  | 0 | 0% | 113.1906 | -4.463% | PASS | PUBLISH | PRODUCTION | Engine RUN-5F3B32BB976D4AE2 / 2026-09 / Core 0.965
QSOR-0001021 | EXP-0211 | 156.3167 | 0.95537 | 149.3397 |  | 0 | 0% | 149.3397 | -4.463% | PASS | PUBLISH | PRODUCTION | Engine RUN-5F3B32BB976D4AE2 / 2026-09 / Core 0.965
QSOR-0001022 | EXP-0211 | 186.7173 | 0.95537 | 178.3834 |  | 0 | 0% | 178.3834 | -4.463% | PASS | PUBLISH | PRODUCTION | Engine RUN-5F3B32BB976D4AE2 / 2026-09 / Core 0.965
QSOR-0001023 | EXP-0212 | 58.8612 | 0.96222 | 56.6375 |  | 0 | 0% | 56.6375 | -3.778% | PASS | PUBLISH | PRODUCTION | Engine RUN-5F3B32BB976D4AE2 / 2026-09 / Core 0.965
QSOR-0001024 | EXP-0212 | 70.924 | 0.96222 | 68.2447 |  | 0 | 0% | 68.2447 | -3.778% | PASS | PUBLISH | PRODUCTION | Engine RUN-5F3B32BB976D4AE2 / 2026-09 / Core 0.965
QSOR-0001025 | EXP-0212 | 95.1917 | 0.96222 | 91.5955 |  | 0 | 0% | 91.5955 | -3.778% | PASS | PUBLISH | PRODUCTION | Engine RUN-5F3B32BB976D4AE2 / 2026-09 / Core 0.965
QSOR-0001026 | EXP-0212 | 128.155 | 0.96222 | 123.3136 |  | 0 | 0% | 123.3136 | -3.778% | PASS | PUBLISH | PRODUCTION | Engine RUN-5F3B32BB976D4AE2 / 2026-09 / Core 0.965
QSOR-0001027 | EXP-0212 | 153.8706 | 0.96222 | 148.0577 |  | 0 | 0% | 148.0577 | -3.778% | PASS | PUBLISH | PRODUCTION | Engine RUN-5F3B32BB976D4AE2 / 2026-09 / Core 0.965
QSOR-0001028 | EXP-0212 | 255.4839 | 0.96222 | 245.8324 |  | 0 | 0% | 245.8324 | -3.778% | PASS | PUBLISH | PRODUCTION | Engine RUN-5F3B32BB976D4AE2 / 2026-09 / Core 0.965
QSOR-0001029 | EXP-0212 | 343.1847 | 0.96222 | 330.22 |  | 0 | 0% | 330.22 | -3.778% | PASS | PUBLISH | PRODUCTION | Engine RUN-5F3B32BB976D4AE2 / 2026-09 / Core 0.965
QSOR-0001030 | EXP-0212 | 424.8627 | 0.96222 | 408.8124 |  | 0 | 0% | 408.8124 | -3.778% | PASS | PUBLISH | PRODUCTION | Engine RUN-5F3B32BB976D4AE2 / 2026-09 / Core 0.965
QSOR-0001031 | EXP-0213 | 41.7447 | 0.96002 | 40.0756 |  | 0 | 0% | 40.0756 | -3.998% | PASS | PUBLISH | PRODUCTION | Engine RUN-5F3B32BB976D4AE2 / 2026-09 / Core 0.965
QSOR-0001032 | EXP-0213 | 45.8951 | 0.96002 | 44.06 |  | 0 | 0% | 44.06 | -3.998% | PASS | PUBLISH | PRODUCTION | Engine RUN-5F3B32BB976D4AE2 / 2026-09 / Core 0.965
QSOR-0001033 | EXP-0213 | 58.0748 | 0.96002 | 55.7527 |  | 0 | 0% | 55.7527 | -3.998% | PASS | PUBLISH | PRODUCTION | Engine RUN-5F3B32BB976D4AE2 / 2026-09 / Core 0.965
QSOR-0001034 | EXP-0213 | 101.4872 | 0.96002 | 97.4293 |  | 0 | 0% | 97.4293 | -3.998% | PASS | PUBLISH | PRODUCTION | Engine RUN-5F3B32BB976D4AE2 / 2026-09 / Core 0.965
QSOR-0001035 | EXP-0213 | 215.7462 | 0.96002 | 207.1199 |  | 0 | 0% | 207.1199 | -3.998% | PASS | PUBLISH | PRODUCTION | Engine RUN-5F3B32BB976D4AE2 / 2026-09 / Core 0.965
QSOR-0001036 | EXP-0214 | 21.2923 | 0.96222 | 20.4879 |  | 0 | 0% | 20.4879 | -3.778% | PASS | PUBLISH | PRODUCTION | Engine RUN-5F3B32BB976D4AE2 / 2026-09 / Core 0.965
QSOR-0001037 | EXP-0214 | 27.0932 | 0.96222 | 26.0696 |  | 0 | 0% | 26.0696 | -3.778% | PASS | PUBLISH | PRODUCTION | Engine RUN-5F3B32BB976D4AE2 / 2026-09 / Core 0.965
QSOR-0001038 | EXP-0214 | 27.3662 | 0.96222 | 26.3324 |  | 0 | 0% | 26.3324 | -3.778% | PASS | PUBLISH | PRODUCTION | Engine RUN-5F3B32BB976D4AE2 / 2026-09 / Core 0.965
QSOR-0001039 | EXP-0214 | 37.2244 | 0.96222 | 35.8182 |  | 0 | 0% | 35.8182 | -3.778% | PASS | PUBLISH | PRODUCTION | Engine RUN-5F3B32BB976D4AE2 / 2026-09 / Core 0.965
QSOR-0001040 | EXP-0215 | 87.3847 | 0.96222 | 84.0835 |  | 0 | 0% | 84.0835 | -3.778% | PASS | PUBLISH | PRODUCTION | Engine RUN-5F3B32BB976D4AE2 / 2026-09 / Core 0.965
QSOR-0001041 | EXP-0215 | 107.274 | 0.96222 | 103.2214 |  | 0 | 0% | 103.2214 | -3.778% | PASS | PUBLISH | PRODUCTION | Engine RUN-5F3B32BB976D4AE2 / 2026-09 / Core 0.965
QSOR-0001042 | EXP-0215 | 117.9692 | 0.96222 | 113.5126 |  | 0 | 0% | 113.5126 | -3.778% | PASS | PUBLISH | PRODUCTION | Engine RUN-5F3B32BB976D4AE2 / 2026-09 / Core 0.965
QSOR-0001043 | EXP-0215 | 150.541 | 0.96222 | 144.8539 |  | 0 | 0% | 144.8539 | -3.778% | PASS | PUBLISH | PRODUCTION | Engine RUN-5F3B32BB976D4AE2 / 2026-09 / Core 0.965
QSOR-0001044 | EXP-0216 | 25.6156 | 0.96222 | 24.6479 |  | 0 | 0% | 24.6479 | -3.778% | PASS | PUBLISH | PRODUCTION | Engine RUN-5F3B32BB976D4AE2 / 2026-09 / Core 0.965
QSOR-0001045 | EXP-0216 | 27.5298 | 0.96222 | 26.4898 |  | 0 | 0% | 26.4898 | -3.778% | PASS | PUBLISH | PRODUCTION | Engine RUN-5F3B32BB976D4AE2 / 2026-09 / Core 0.965
QSOR-0001046 | EXP-0216 | 29.9485 | 0.96222 | 28.8171 |  | 0 | 0% | 28.8171 | -3.778% | PASS | PUBLISH | PRODUCTION | Engine RUN-5F3B32BB976D4AE2 / 2026-09 / Core 0.965
QSOR-0001047 | EXP-0216 | 43.2572 | 0.96222 | 41.623 |  | 0 | 0% | 41.623 | -3.778% | PASS | PUBLISH | PRODUCTION | Engine RUN-5F3B32BB976D4AE2 / 2026-09 / Core 0.965
QSOR-0001048 | EXP-0216 | 72.166 | 0.96222 | 69.4398 |  | 0 | 0% | 69.4398 | -3.778% | PASS | PUBLISH | PRODUCTION | Engine RUN-5F3B32BB976D4AE2 / 2026-09 / Core 0.965
QSOR-0001049 | EXP-0216 | 146.3088 | 0.96222 | 140.7816 |  | 0 | 0% | 140.7816 | -3.778% | PASS | PUBLISH | PRODUCTION | Engine RUN-5F3B32BB976D4AE2 / 2026-09 / Core 0.965
QSOR-0001050 | EXP-0216 | 205.4776 | 0.96222 | 197.7152 |  | 0 | 0% | 197.7152 | -3.778% | PASS | PUBLISH | PRODUCTION | Engine RUN-5F3B32BB976D4AE2 / 2026-09 / Core 0.965
QSOR-0001051 | EXP-0216 | 238.683 | 0.96222 | 229.6661 |  | 0 | 0% | 229.6661 | -3.778% | PASS | PUBLISH | PRODUCTION | Engine RUN-5F3B32BB976D4AE2 / 2026-09 / Core 0.965
QSOR-0001052 | EXP-0217 | 58.4592 | 0.96222 | 56.2507 |  | 0 | 0% | 56.2507 | -3.778% | PASS | PUBLISH | PRODUCTION | Engine RUN-5F3B32BB976D4AE2 / 2026-09 / Core 0.965
QSOR-0001053 | EXP-0217 | 69.0032 | 0.96222 | 66.3964 |  | 0 | 0% | 66.3964 | -3.778% | PASS | PUBLISH | PRODUCTION | Engine RUN-5F3B32BB976D4AE2 / 2026-09 / Core 0.965
QSOR-0001054 | EXP-0217 | 92.4852 | 0.96222 | 88.9913 |  | 0 | 0% | 88.9913 | -3.778% | PASS | PUBLISH | PRODUCTION | Engine RUN-5F3B32BB976D4AE2 / 2026-09 / Core 0.965
QSOR-0001055 | EXP-0217 | 152.5978 | 0.96222 | 146.833 |  | 0 | 0% | 146.833 | -3.778% | PASS | PUBLISH | PRODUCTION | Engine RUN-5F3B32BB976D4AE2 / 2026-09 / Core 0.965
QSOR-0001056 | EXP-0217 | 239.1389 | 0.96222 | 230.1048 |  | 0 | 0% | 230.1048 | -3.778% | PASS | PUBLISH | PRODUCTION | Engine RUN-5F3B32BB976D4AE2 / 2026-09 / Core 0.965
QSOR-0001057 | EXP-0217 | 416.0725 | 0.96222 | 400.3543 |  | 0 | 0% | 400.3543 | -3.778% | PASS | PUBLISH | PRODUCTION | Engine RUN-5F3B32BB976D4AE2 / 2026-09 / Core 0.965
QSOR-0001058 | EXP-0217 | 584.795 | 0.96222 | 562.7028 |  | 0 | 0% | 562.7028 | -3.778% | PASS | PUBLISH | PRODUCTION | Engine RUN-5F3B32BB976D4AE2 / 2026-09 / Core 0.965
QSOR-0001059 | EXP-0218 | 25.3808 | 0.96222 | 24.4219 |  | 0 | 0% | 24.4219 | -3.778% | PASS | PUBLISH | PRODUCTION | Engine RUN-5F3B32BB976D4AE2 / 2026-09 / Core 0.965
QSOR-0001060 | EXP-0218 | 26.9846 | 0.96222 | 25.9652 |  | 0 | 0% | 25.9652 | -3.778% | PASS | PUBLISH | PRODUCTION | Engine RUN-5F3B32BB976D4AE2 / 2026-09 / Core 0.965
QSOR-0001061 | EXP-0218 | 31.7714 | 0.96222 | 30.5711 |  | 0 | 0% | 30.5711 | -3.778% | PASS | PUBLISH | PRODUCTION | Engine RUN-5F3B32BB976D4AE2 / 2026-09 / Core 0.965
QSOR-0001062 | EXP-0218 | 40.2723 | 0.96222 | 38.7509 |  | 0 | 0% | 38.7509 | -3.778% | PASS | PUBLISH | PRODUCTION | Engine RUN-5F3B32BB976D4AE2 / 2026-09 / Core 0.965
QSOR-0001063 | EXP-0218 | 43.0427 | 0.96222 | 41.4166 |  | 0 | 0% | 41.4166 | -3.778% | PASS | PUBLISH | PRODUCTION | Engine RUN-5F3B32BB976D4AE2 / 2026-09 / Core 0.965
QSOR-0001064 | EXP-0218 | 117.7133 | 0.96222 | 113.2664 |  | 0 | 0% | 113.2664 | -3.778% | PASS | PUBLISH | PRODUCTION | Engine RUN-5F3B32BB976D4AE2 / 2026-09 / Core 0.965
QSOR-0001065 | EXP-0218 | 207.5893 | 0.96222 | 199.747 |  | 0 | 0% | 199.747 | -3.778% | PASS | PUBLISH | PRODUCTION | Engine RUN-5F3B32BB976D4AE2 / 2026-09 / Core 0.965
QSOR-0001066 | EXP-0218 | 293.574 | 0.96222 | 282.4835 |  | 0 | 0% | 282.4835 | -3.778% | PASS | PUBLISH | PRODUCTION | Engine RUN-5F3B32BB976D4AE2 / 2026-09 / Core 0.965
QSOR-0001067 | EXP-0219 | 14.2522 | 0.96222 | 13.7138 |  | 0 | 0% | 13.7138 | -3.778% | PASS | PUBLISH | PRODUCTION | Engine RUN-5F3B32BB976D4AE2 / 2026-09 / Core 0.965
QSOR-0001068 | EXP-0219 | 17.8229 | 0.96222 | 17.1496 |  | 0 | 0% | 17.1496 | -3.778% | PASS | PUBLISH | PRODUCTION | Engine RUN-5F3B32BB976D4AE2 / 2026-09 / Core 0.965
QSOR-0001069 | EXP-0219 | 17.8169 | 0.96222 | 17.1438 |  | 0 | 0% | 17.1438 | -3.778% | PASS | PUBLISH | PRODUCTION | Engine RUN-5F3B32BB976D4AE2 / 2026-09 / Core 0.965
QSOR-0001070 | EXP-0219 | 24.1717 | 0.96222 | 23.2586 |  | 0 | 0% | 23.2586 | -3.778% | PASS | PUBLISH | PRODUCTION | Engine RUN-5F3B32BB976D4AE2 / 2026-09 / Core 0.965
QSOR-0001071 | EXP-0220 | 45.2617 | 0.96222 | 43.5518 |  | 0 | 0% | 43.5518 | -3.778% | PASS | PUBLISH | PRODUCTION | Engine RUN-5F3B32BB976D4AE2 / 2026-09 / Core 0.965
QSOR-0001072 | EXP-0220 | 56.8767 | 0.96222 | 54.728 |  | 0 | 0% | 54.728 | -3.778% | PASS | PUBLISH | PRODUCTION | Engine RUN-5F3B32BB976D4AE2 / 2026-09 / Core 0.965
QSOR-0001073 | EXP-0220 | 63.0698 | 0.96222 | 60.6872 |  | 0 | 0% | 60.6872 | -3.778% | PASS | PUBLISH | PRODUCTION | Engine RUN-5F3B32BB976D4AE2 / 2026-09 / Core 0.965
QSOR-0001074 | EXP-0220 | 106.0537 | 0.96222 | 102.0472 |  | 0 | 0% | 102.0472 | -3.778% | PASS | PUBLISH | PRODUCTION | Engine RUN-5F3B32BB976D4AE2 / 2026-09 / Core 0.965
QSOR-0001075 | EXP-0220 | 120.6458 | 0.96222 | 116.0881 |  | 0 | 0% | 116.0881 | -3.778% | PASS | PUBLISH | PRODUCTION | Engine RUN-5F3B32BB976D4AE2 / 2026-09 / Core 0.965
QSOR-0001076 | EXP-0220 | 258.479 | 0.96222 | 248.7143 |  | 0 | 0% | 248.7143 | -3.778% | PASS | PUBLISH | PRODUCTION | Engine RUN-5F3B32BB976D4AE2 / 2026-09 / Core 0.965
QSOR-0001077 | EXP-0220 | 486.5161 | 0.96222 | 468.1366 |  | 0 | 0% | 468.1366 | -3.778% | PASS | PUBLISH | PRODUCTION | Engine RUN-5F3B32BB976D4AE2 / 2026-09 / Core 0.965
QSOR-0001078 | EXP-0220 | 777.2956 | 0.96222 | 747.9313 |  | 0 | 0% | 747.9313 | -3.778% | PASS | PUBLISH | PRODUCTION | Engine RUN-5F3B32BB976D4AE2 / 2026-09 / Core 0.965
QSOR-0001079 | EXP-0221 | 33.0673 | 0.96222 | 31.8181 |  | 0 | 0% | 31.8181 | -3.778% | PASS | PUBLISH | PRODUCTION | Engine RUN-5F3B32BB976D4AE2 / 2026-09 / Core 0.965
QSOR-0001080 | EXP-0221 | 40.5655 | 0.96222 | 39.033 |  | 0 | 0% | 39.033 | -3.778% | PASS | PUBLISH | PRODUCTION | Engine RUN-5F3B32BB976D4AE2 / 2026-09 / Core 0.965
QSOR-0001081 | EXP-0221 | 43.5765 | 0.96222 | 41.9303 |  | 0 | 0% | 41.9303 | -3.778% | PASS | PUBLISH | PRODUCTION | Engine RUN-5F3B32BB976D4AE2 / 2026-09 / Core 0.965
QSOR-0001082 | EXP-0221 | 49.0847 | 0.96222 | 47.2304 |  | 0 | 0% | 47.2304 | -3.778% | PASS | PUBLISH | PRODUCTION | Engine RUN-5F3B32BB976D4AE2 / 2026-09 / Core 0.965
QSOR-0001083 | EXP-0222 | 56.5337 | 0.96222 | 54.398 |  | 0 | 0% | 54.398 | -3.778% | PASS | PUBLISH | PRODUCTION | Engine RUN-5F3B32BB976D4AE2 / 2026-09 / Core 0.965
QSOR-0001084 | EXP-0222 | 56.6524 | 0.96222 | 54.5122 |  | 0 | 0% | 54.5122 | -3.778% | PASS | PUBLISH | PRODUCTION | Engine RUN-5F3B32BB976D4AE2 / 2026-09 / Core 0.965
QSOR-0001085 | EXP-0222 | 63.8699 | 0.96222 | 61.4571 |  | 0 | 0% | 61.4571 | -3.778% | PASS | PUBLISH | PRODUCTION | Engine RUN-5F3B32BB976D4AE2 / 2026-09 / Core 0.965
QSOR-0001086 | EXP-0222 | 104.3199 | 0.96222 | 100.379 |  | 0 | 0% | 100.379 | -3.778% | PASS | PUBLISH | PRODUCTION | Engine RUN-5F3B32BB976D4AE2 / 2026-09 / Core 0.965
QSOR-0001087 | EXP-0223 | 170.0029 | 0.96222 | 163.5806 |  | 0 | 0% | 163.5806 | -3.778% | PASS | PUBLISH | PRODUCTION | Engine RUN-5F3B32BB976D4AE2 / 2026-09 / Core 0.965
QSOR-0001088 | EXP-0224 | 42.7887 | 0.96222 | 41.1722 |  | 0 | 0% | 41.1722 | -3.778% | PASS | PUBLISH | PRODUCTION | Engine RUN-5F3B32BB976D4AE2 / 2026-09 / Core 0.965
QSOR-0001089 | EXP-0224 | 46.7657 | 0.96222 | 44.999 |  | 0 | 0% | 44.999 | -3.778% | PASS | PUBLISH | PRODUCTION | Engine RUN-5F3B32BB976D4AE2 / 2026-09 / Core 0.965
QSOR-0001090 | EXP-0224 | 50.3916 | 0.96222 | 48.488 |  | 0 | 0% | 48.488 | -3.778% | PASS | PUBLISH | PRODUCTION | Engine RUN-5F3B32BB976D4AE2 / 2026-09 / Core 0.965
QSOR-0001091 | EXP-0224 | 76.6072 | 0.96222 | 73.7132 |  | 0 | 0% | 73.7132 | -3.778% | PASS | PUBLISH | PRODUCTION | Engine RUN-5F3B32BB976D4AE2 / 2026-09 / Core 0.965
QSOR-0001092 | EXP-0225 | 90.4671 | 0.96222 | 87.0495 |  | 0 | 0% | 87.0495 | -3.778% | PASS | PUBLISH | PRODUCTION | Engine RUN-5F3B32BB976D4AE2 / 2026-09 / Core 0.965
QSOR-0001093 | EXP-0225 | 108.4073 | 0.96222 | 104.3119 |  | 0 | 0% | 104.3119 | -3.778% | PASS | PUBLISH | PRODUCTION | Engine RUN-5F3B32BB976D4AE2 / 2026-09 / Core 0.965
QSOR-0001094 | EXP-0225 | 123.0647 | 0.96222 | 118.4156 |  | 0 | 0% | 118.4156 | -3.778% | PASS | PUBLISH | PRODUCTION | Engine RUN-5F3B32BB976D4AE2 / 2026-09 / Core 0.965
QSOR-0001095 | EXP-0225 | 135.7163 | 0.96222 | 130.5893 |  | 0 | 0% | 130.5893 | -3.778% | PASS | PUBLISH | PRODUCTION | Engine RUN-5F3B32BB976D4AE2 / 2026-09 / Core 0.965
QSOR-0001096 | EXP-0225 | 141.012 | 0.96222 | 135.6849 |  | 0 | 0% | 135.6849 | -3.778% | PASS | PUBLISH | PRODUCTION | Engine RUN-5F3B32BB976D4AE2 / 2026-09 / Core 0.965
QSOR-0001097 | EXP-0225 | 208.0405 | 0.96222 | 200.1813 |  | 0 | 0% | 200.1813 | -3.778% | PASS | PUBLISH | PRODUCTION | Engine RUN-5F3B32BB976D4AE2 / 2026-09 / Core 0.965
QSOR-0001098 | EXP-0226 | 226.4104 | 0.96222 | 217.8572 |  | 0 | 0% | 217.8572 | -3.778% | PASS | PUBLISH | PRODUCTION | Engine RUN-5F3B32BB976D4AE2 / 2026-09 / Core 0.965
QSOR-0001099 | EXP-0226 | 250.4854 | 0.96222 | 241.0227 |  | 0 | 0% | 241.0227 | -3.778% | PASS | PUBLISH | PRODUCTION | Engine RUN-5F3B32BB976D4AE2 / 2026-09 / Core 0.965
QSOR-0001100 | EXP-0226 | 363.9981 | 0.96222 | 350.2471 |  | 0 | 0% | 350.2471 | -3.778% | PASS | PUBLISH | PRODUCTION | Engine RUN-5F3B32BB976D4AE2 / 2026-09 / Core 0.965
QSOR-0001101 | EXP-0226 | 709.5671 | 0.96222 | 682.7614 |  | 0 | 0% | 682.7614 | -3.778% | PASS | PUBLISH | PRODUCTION | Engine RUN-5F3B32BB976D4AE2 / 2026-09 / Core 0.965
QSOR-0001102 | EXP-0226 | 1027.2248 | 0.96222 | 988.4187 |  | 0 | 0% | 988.4187 | -3.778% | PASS | PUBLISH | PRODUCTION | Engine RUN-5F3B32BB976D4AE2 / 2026-09 / Core 0.965
QSOR-0001103 | EXP-0226 | 1256.6574 | 0.96222 | 1209.1838 |  | 0 | 0% | 1209.1838 | -3.778% | PASS | PUBLISH | PRODUCTION | Engine RUN-5F3B32BB976D4AE2 / 2026-09 / Core 0.965
QSOR-0001104 | EXP-0227 | 64.0844 | 0.96222 | 61.6635 |  | 0 | 0% | 61.6635 | -3.778% | PASS | PUBLISH | PRODUCTION | Engine RUN-5F3B32BB976D4AE2 / 2026-09 / Core 0.965
QSOR-0001105 | EXP-0227 | 68.0468 | 0.96222 | 65.4762 |  | 0 | 0% | 65.4762 | -3.778% | PASS | PUBLISH | PRODUCTION | Engine RUN-5F3B32BB976D4AE2 / 2026-09 / Core 0.965
QSOR-0001106 | EXP-0227 | 88.1146 | 0.96222 | 84.7858 |  | 0 | 0% | 84.7858 | -3.778% | PASS | PUBLISH | PRODUCTION | Engine RUN-5F3B32BB976D4AE2 / 2026-09 / Core 0.965
QSOR-0001107 | EXP-0227 | 196.7269 | 0.96222 | 189.295 |  | 0 | 0% | 189.295 | -3.778% | PASS | PUBLISH | PRODUCTION | Engine RUN-5F3B32BB976D4AE2 / 2026-09 / Core 0.965
QSOR-0001108 | EXP-0227 | 218.8876 | 0.96222 | 210.6185 |  | 0 | 0% | 210.6185 | -3.778% | PASS | PUBLISH | PRODUCTION | Engine RUN-5F3B32BB976D4AE2 / 2026-09 / Core 0.965
QSOR-0001109 | EXP-0227 | 493.2172 | 0.96222 | 474.5846 |  | 0 | 0% | 474.5846 | -3.778% | PASS | PUBLISH | PRODUCTION | Engine RUN-5F3B32BB976D4AE2 / 2026-09 / Core 0.965
QSOR-0001110 | EXP-0227 | 665.6085 | 0.96222 | 640.4634 |  | 0 | 0% | 640.4634 | -3.778% | PASS | PUBLISH | PRODUCTION | Engine RUN-5F3B32BB976D4AE2 / 2026-09 / Core 0.965
QSOR-0001111 | EXP-0227 | 1037.7163 | 0.96222 | 998.5138 |  | 0 | 0% | 998.5138 | -3.778% | PASS | PUBLISH | PRODUCTION | Engine RUN-5F3B32BB976D4AE2 / 2026-09 / Core 0.965
QSOR-0001112 | EXP-0228 | 184.275 | 0.96222 | 177.3136 |  | 0 | 0% | 177.3136 | -3.778% | PASS | PUBLISH | PRODUCTION | Engine RUN-5F3B32BB976D4AE2 / 2026-09 / Core 0.965
QSOR-0001113 | EXP-0228 | 342.7641 | 0.96222 | 329.8153 |  | 0 | 0% | 329.8153 | -3.778% | PASS | PUBLISH | PRODUCTION | Engine RUN-5F3B32BB976D4AE2 / 2026-09 / Core 0.965
QSOR-0001114 | EXP-0229 | 51.7434 | 0.96222 | 49.7887 |  | 0 | 0% | 49.7887 | -3.778% | PASS | PUBLISH | PRODUCTION | Engine RUN-5F3B32BB976D4AE2 / 2026-09 / Core 0.965
QSOR-0001115 | EXP-0229 | 64.0931 | 0.96222 | 61.6718 |  | 0 | 0% | 61.6718 | -3.778% | PASS | PUBLISH | PRODUCTION | Engine RUN-5F3B32BB976D4AE2 / 2026-09 / Core 0.965
QSOR-0001116 | EXP-0229 | 107.868 | 0.96222 | 103.793 |  | 0 | 0% | 103.793 | -3.778% | PASS | PUBLISH | PRODUCTION | Engine RUN-5F3B32BB976D4AE2 / 2026-09 / Core 0.965
QSOR-0001117 | EXP-0230 | 145.602 | 0.96222 | 140.1015 |  | 0 | 0% | 140.1015 | -3.778% | PASS | PUBLISH | PRODUCTION | Engine RUN-5F3B32BB976D4AE2 / 2026-09 / Core 0.965
QSOR-0001118 | EXP-0230 | 147.1277 | 0.96222 | 141.5695 |  | 0 | 0% | 141.5695 | -3.778% | PASS | PUBLISH | PRODUCTION | Engine RUN-5F3B32BB976D4AE2 / 2026-09 / Core 0.965
QSOR-0001119 | EXP-0230 | 159.0139 | 0.96222 | 153.0067 |  | 0 | 0% | 153.0067 | -3.778% | PASS | PUBLISH | PRODUCTION | Engine RUN-5F3B32BB976D4AE2 / 2026-09 / Core 0.965
QSOR-0001120 | EXP-0230 | 262.762 | 0.96222 | 252.8355 |  | 0 | 0% | 252.8355 | -3.778% | PASS | PUBLISH | PRODUCTION | Engine RUN-5F3B32BB976D4AE2 / 2026-09 / Core 0.965
QSOR-0001121 | EXP-0231 | 261.7872 | 0.96222 | 251.8975 |  | 0 | 0% | 251.8975 | -3.778% | PASS | PUBLISH | PRODUCTION | Engine RUN-5F3B32BB976D4AE2 / 2026-09 / Core 0.965
QSOR-0001122 | EXP-0232 | 233.4068 | 0.96222 | 224.5892 |  | 0 | 0% | 224.5892 | -3.778% | PASS | PUBLISH | PRODUCTION | Engine RUN-5F3B32BB976D4AE2 / 2026-09 / Core 0.965
QSOR-0001123 | EXP-0233 | 165.5397 | 0.96222 | 159.286 |  | 0 | 0% | 159.286 | -3.778% | PASS | PUBLISH | PRODUCTION | Engine RUN-5F3B32BB976D4AE2 / 2026-09 / Core 0.965
QSOR-0001124 | EXP-0233 | 199.3387 | 0.96222 | 191.8081 |  | 0 | 0% | 191.8081 | -3.778% | PASS | PUBLISH | PRODUCTION | Engine RUN-5F3B32BB976D4AE2 / 2026-09 / Core 0.965
QSOR-0001125 | EXP-0233 | 199.9769 | 0.96222 | 192.4222 |  | 0 | 0% | 192.4222 | -3.778% | PASS | PUBLISH | PRODUCTION | Engine RUN-5F3B32BB976D4AE2 / 2026-09 / Core 0.965
QSOR-0001126 | EXP-0233 | 253.9031 | 0.96222 | 244.3112 |  | 0 | 0% | 244.3112 | -3.778% | PASS | PUBLISH | PRODUCTION | Engine RUN-5F3B32BB976D4AE2 / 2026-09 / Core 0.965
QSOR-0001127 | EXP-0234 | 19.0975 | 0.96177 | 18.3673 |  | 0 | 0% | 18.3673 | -3.823% | PASS | PUBLISH | PRODUCTION | Engine RUN-5F3B32BB976D4AE2 / 2026-09 / Core 0.965
QSOR-0001128 | EXP-0234 | 21.345 | 0.96177 | 20.529 |  | 0 | 0% | 20.529 | -3.823% | PASS | PUBLISH | PRODUCTION | Engine RUN-5F3B32BB976D4AE2 / 2026-09 / Core 0.965
QSOR-0001129 | EXP-0234 | 22.9197 | 0.96177 | 22.0435 |  | 0 | 0% | 22.0435 | -3.823% | PASS | PUBLISH | PRODUCTION | Engine RUN-5F3B32BB976D4AE2 / 2026-09 / Core 0.965
QSOR-0001130 | EXP-0234 | 24.944 | 0.96177 | 23.9903 |  | 0 | 0% | 23.9903 | -3.823% | PASS | PUBLISH | PRODUCTION | Engine RUN-5F3B32BB976D4AE2 / 2026-09 / Core 0.965
QSOR-0001131 | EXP-0234 | 30.4892 | 0.96177 | 29.3235 |  | 0 | 0% | 29.3235 | -3.823% | PASS | PUBLISH | PRODUCTION | Engine RUN-5F3B32BB976D4AE2 / 2026-09 / Core 0.965
QSOR-0001132 | EXP-0234 | 34.9569 | 0.96177 | 33.6204 |  | 0 | 0% | 33.6204 | -3.823% | PASS | PUBLISH | PRODUCTION | Engine RUN-5F3B32BB976D4AE2 / 2026-09 / Core 0.965
QSOR-0001133 | EXP-0234 | 41.8359 | 0.96177 | 40.2364 |  | 0 | 0% | 40.2364 | -3.823% | PASS | PUBLISH | PRODUCTION | Engine RUN-5F3B32BB976D4AE2 / 2026-09 / Core 0.965
QSOR-0001134 | EXP-0234 | 59.0499 | 0.96177 | 56.7923 |  | 0 | 0% | 56.7923 | -3.823% | PASS | PUBLISH | PRODUCTION | Engine RUN-5F3B32BB976D4AE2 / 2026-09 / Core 0.965
QSOR-0001135 | EXP-0234 | 62.433 | 0.96177 | 60.046 |  | 0 | 0% | 60.046 | -3.823% | PASS | PUBLISH | PRODUCTION | Engine RUN-5F3B32BB976D4AE2 / 2026-09 / Core 0.965
QSOR-0001136 | EXP-0234 | 91.4897 | 0.96177 | 87.9917 |  | 0 | 0% | 87.9917 | -3.823% | PASS | PUBLISH | PRODUCTION | Engine RUN-5F3B32BB976D4AE2 / 2026-09 / Core 0.965
QSOR-0001137 | EXP-0234 | 131.0433 | 0.96177 | 126.0331 |  | 0 | 0% | 126.0331 | -3.823% | PASS | PUBLISH | PRODUCTION | Engine RUN-5F3B32BB976D4AE2 / 2026-09 / Core 0.965
QSOR-0001138 | EXP-0234 | 213.7251 | 0.96177 | 205.5538 |  | 0 | 0% | 205.5538 | -3.823% | PASS | PUBLISH | PRODUCTION | Engine RUN-5F3B32BB976D4AE2 / 2026-09 / Core 0.965
QSOR-0001139 | EXP-0235 | 3.0181 | 0.96177 | 2.9027 |  | 0 | 0% | 2.9027 | -3.823% | PASS | PUBLISH | PRODUCTION | Engine RUN-5F3B32BB976D4AE2 / 2026-09 / Core 0.965
QSOR-0001140 | EXP-0235 | 3.7596 | 0.96177 | 3.6159 |  | 0 | 0% | 3.6159 | -3.823% | PASS | PUBLISH | PRODUCTION | Engine RUN-5F3B32BB976D4AE2 / 2026-09 / Core 0.965
QSOR-0001141 | EXP-0235 | 4.5084 | 0.96177 | 4.3361 |  | 0 | 0% | 4.3361 | -3.823% | PASS | PUBLISH | PRODUCTION | Engine RUN-5F3B32BB976D4AE2 / 2026-09 / Core 0.965
QSOR-0001142 | EXP-0235 | 5.3157 | 0.96177 | 5.1124 |  | 0 | 0% | 5.1124 | -3.823% | PASS | PUBLISH | PRODUCTION | Engine RUN-5F3B32BB976D4AE2 / 2026-09 / Core 0.965
QSOR-0001143 | EXP-0235 | 6.1388 | 0.96177 | 5.9041 |  | 0 | 0% | 5.9041 | -3.823% | PASS | PUBLISH | PRODUCTION | Engine RUN-5F3B32BB976D4AE2 / 2026-09 / Core 0.965
QSOR-0001144 | EXP-0235 | 6.2595 | 0.96177 | 6.0201 |  | 0 | 0% | 6.0201 | -3.823% | PASS | PUBLISH | PRODUCTION | Engine RUN-5F3B32BB976D4AE2 / 2026-09 / Core 0.965
QSOR-0001145 | EXP-0235 | 7.421 | 0.96177 | 7.1373 |  | 0 | 0% | 7.1373 | -3.823% | PASS | PUBLISH | PRODUCTION | Engine RUN-5F3B32BB976D4AE2 / 2026-09 / Core 0.965
QSOR-0001146 | EXP-0235 | 8.5192 | 0.96177 | 8.1935 |  | 0 | 0% | 8.1935 | -3.823% | PASS | PUBLISH | PRODUCTION | Engine RUN-5F3B32BB976D4AE2 / 2026-09 / Core 0.965
QSOR-0001147 | EXP-0235 | 10.2292 | 0.96177 | 9.8381 |  | 0 | 0% | 9.8381 | -3.823% | PASS | PUBLISH | PRODUCTION | Engine RUN-5F3B32BB976D4AE2 / 2026-09 / Core 0.965
QSOR-0001148 | EXP-0235 | 10.6551 | 0.96177 | 10.2478 |  | 0 | 0% | 10.2478 | -3.823% | PASS | PUBLISH | PRODUCTION | Engine RUN-5F3B32BB976D4AE2 / 2026-09 / Core 0.965
QSOR-0001149 | EXP-0236 | 6.7107 | 0.96177 | 6.4541 |  | 0 | 0% | 6.4541 | -3.823% | PASS | PUBLISH | PRODUCTION | Engine RUN-5F3B32BB976D4AE2 / 2026-09 / Core 0.965
QSOR-0001150 | EXP-0236 | 7.0977 | 0.96177 | 6.8263 |  | 0 | 0% | 6.8263 | -3.823% | PASS | PUBLISH | PRODUCTION | Engine RUN-5F3B32BB976D4AE2 / 2026-09 / Core 0.965
QSOR-0001151 | EXP-0236 | 8.3046 | 0.96177 | 7.9871 |  | 0 | 0% | 7.9871 | -3.823% | PASS | PUBLISH | PRODUCTION | Engine RUN-5F3B32BB976D4AE2 / 2026-09 / Core 0.965
QSOR-0001152 | EXP-0236 | 12.4211 | 0.96177 | 11.9462 |  | 0 | 0% | 11.9462 | -3.823% | PASS | PUBLISH | PRODUCTION | Engine RUN-5F3B32BB976D4AE2 / 2026-09 / Core 0.965
QSOR-0001153 | EXP-0236 | 13.155 | 0.96177 | 12.652 |  | 0 | 0% | 12.652 | -3.823% | PASS | PUBLISH | PRODUCTION | Engine RUN-5F3B32BB976D4AE2 / 2026-09 / Core 0.965
QSOR-0001154 | EXP-0236 | 14.4974 | 0.96177 | 13.9432 |  | 0 | 0% | 13.9432 | -3.823% | PASS | PUBLISH | PRODUCTION | Engine RUN-5F3B32BB976D4AE2 / 2026-09 / Core 0.965
QSOR-0001155 | EXP-0236 | 15.3685 | 0.96177 | 14.7809 |  | 0 | 0% | 14.7809 | -3.823% | PASS | PUBLISH | PRODUCTION | Engine RUN-5F3B32BB976D4AE2 / 2026-09 / Core 0.965
QSOR-0001156 | EXP-0236 | 17.6458 | 0.96177 | 16.9711 |  | 0 | 0% | 16.9711 | -3.823% | PASS | PUBLISH | PRODUCTION | Engine RUN-5F3B32BB976D4AE2 / 2026-09 / Core 0.965
QSOR-0001157 | EXP-0236 | 20.0653 | 0.96177 | 19.2982 |  | 0 | 0% | 19.2982 | -3.823% | PASS | PUBLISH | PRODUCTION | Engine RUN-5F3B32BB976D4AE2 / 2026-09 / Core 0.965
QSOR-0001158 | EXP-0237 | 8.8561 | 0.96177 | 8.5175 |  | 0 | 0% | 8.5175 | -3.823% | PASS | PUBLISH | PRODUCTION | Engine RUN-5F3B32BB976D4AE2 / 2026-09 / Core 0.965
QSOR-0001159 | EXP-0237 | 10.3941 | 0.96177 | 9.9967 |  | 0 | 0% | 9.9967 | -3.823% | PASS | PUBLISH | PRODUCTION | Engine RUN-5F3B32BB976D4AE2 / 2026-09 / Core 0.965
QSOR-0001160 | EXP-0237 | 15.5303 | 0.96177 | 14.9366 |  | 0 | 0% | 14.9366 | -3.823% | PASS | PUBLISH | PRODUCTION | Engine RUN-5F3B32BB976D4AE2 / 2026-09 / Core 0.965
QSOR-0001161 | EXP-0237 | 26.6264 | 0.96177 | 25.6084 |  | 0 | 0% | 25.6084 | -3.823% | PASS | PUBLISH | PRODUCTION | Engine RUN-5F3B32BB976D4AE2 / 2026-09 / Core 0.965
QSOR-0001162 | EXP-0237 | 41.181 | 0.96177 | 39.6065 |  | 0 | 0% | 39.6065 | -3.823% | PASS | PUBLISH | PRODUCTION | Engine RUN-5F3B32BB976D4AE2 / 2026-09 / Core 0.965
QSOR-0001163 | EXP-0237 | 53.9058 | 0.96177 | 51.8448 |  | 0 | 0% | 51.8448 | -3.823% | PASS | PUBLISH | PRODUCTION | Engine RUN-5F3B32BB976D4AE2 / 2026-09 / Core 0.965
QSOR-0001164 | EXP-0238 | 12.3038 | 0.96177 | 11.8334 |  | 0 | 0% | 11.8334 | -3.823% | PASS | PUBLISH | PRODUCTION | Engine RUN-5F3B32BB976D4AE2 / 2026-09 / Core 0.965
QSOR-0001165 | EXP-0238 | 14.0118 | 0.96177 | 13.4761 |  | 0 | 0% | 13.4761 | -3.823% | PASS | PUBLISH | PRODUCTION | Engine RUN-5F3B32BB976D4AE2 / 2026-09 / Core 0.965
QSOR-0001166 | EXP-0238 | 16.4258 | 0.96177 | 15.7978 |  | 0 | 0% | 15.7978 | -3.823% | PASS | PUBLISH | PRODUCTION | Engine RUN-5F3B32BB976D4AE2 / 2026-09 / Core 0.965
QSOR-0001167 | EXP-0238 | 18.443 | 0.96177 | 17.7379 |  | 0 | 0% | 17.7379 | -3.823% | PASS | PUBLISH | PRODUCTION | Engine RUN-5F3B32BB976D4AE2 / 2026-09 / Core 0.965
QSOR-0001168 | EXP-0238 | 21.0932 | 0.96177 | 20.2868 |  | 0 | 0% | 20.2868 | -3.823% | PASS | PUBLISH | PRODUCTION | Engine RUN-5F3B32BB976D4AE2 / 2026-09 / Core 0.965
QSOR-0001169 | EXP-0238 | 23.6191 | 0.96177 | 22.716 |  | 0 | 0% | 22.716 | -3.823% | PASS | PUBLISH | PRODUCTION | Engine RUN-5F3B32BB976D4AE2 / 2026-09 / Core 0.965
QSOR-0001170 | EXP-0238 | 35.5288 | 0.96177 | 34.1704 |  | 0 | 0% | 34.1704 | -3.823% | PASS | PUBLISH | PRODUCTION | Engine RUN-5F3B32BB976D4AE2 / 2026-09 / Core 0.965
QSOR-0001171 | EXP-0238 | 63.4269 | 0.96177 | 61.0019 |  | 0 | 0% | 61.0019 | -3.823% | PASS | PUBLISH | PRODUCTION | Engine RUN-5F3B32BB976D4AE2 / 2026-09 / Core 0.965
QSOR-0001172 | EXP-0239 | 15.6083 | 0.96177 | 15.0116 |  | 0 | 0% | 15.0116 | -3.823% | PASS | PUBLISH | PRODUCTION | Engine RUN-5F3B32BB976D4AE2 / 2026-09 / Core 0.965
QSOR-0001173 | EXP-0239 | 19.5209 | 0.96177 | 18.7746 |  | 0 | 0% | 18.7746 | -3.823% | PASS | PUBLISH | PRODUCTION | Engine RUN-5F3B32BB976D4AE2 / 2026-09 / Core 0.965
QSOR-0001174 | EXP-0239 | 20.3864 | 0.96177 | 19.607 |  | 0 | 0% | 19.607 | -3.823% | PASS | PUBLISH | PRODUCTION | Engine RUN-5F3B32BB976D4AE2 / 2026-09 / Core 0.965
QSOR-0001175 | EXP-0239 | 22.1782 | 0.96177 | 21.3303 |  | 0 | 0% | 21.3303 | -3.823% | PASS | PUBLISH | PRODUCTION | Engine RUN-5F3B32BB976D4AE2 / 2026-09 / Core 0.965
QSOR-0001176 | EXP-0239 | 23.0202 | 0.96177 | 22.1401 |  | 0 | 0% | 22.1401 | -3.823% | PASS | PUBLISH | PRODUCTION | Engine RUN-5F3B32BB976D4AE2 / 2026-09 / Core 0.965
QSOR-0001177 | EXP-0239 | 29.1214 | 0.96177 | 28.008 |  | 0 | 0% | 28.008 | -3.823% | PASS | PUBLISH | PRODUCTION | Engine RUN-5F3B32BB976D4AE2 / 2026-09 / Core 0.965
QSOR-0001178 | EXP-0239 | 37.4677 | 0.96177 | 36.0352 |  | 0 | 0% | 36.0352 | -3.823% | PASS | PUBLISH | PRODUCTION | Engine RUN-5F3B32BB976D4AE2 / 2026-09 / Core 0.965
QSOR-0001179 | EXP-0239 | 55.7325 | 0.96177 | 53.6017 |  | 0 | 0% | 53.6017 | -3.823% | PASS | PUBLISH | PRODUCTION | Engine RUN-5F3B32BB976D4AE2 / 2026-09 / Core 0.965
QSOR-0001180 | EXP-0239 | 59.0948 | 0.96177 | 56.8354 |  | 0 | 0% | 56.8354 | -3.823% | PASS | PUBLISH | PRODUCTION | Engine RUN-5F3B32BB976D4AE2 / 2026-09 / Core 0.965
QSOR-0001181 | EXP-0240 | 40.5663 | 0.96177 | 39.0153 |  | 0 | 0% | 39.0153 | -3.823% | PASS | PUBLISH | PRODUCTION | Engine RUN-5F3B32BB976D4AE2 / 2026-09 / Core 0.965
QSOR-0001182 | EXP-0240 | 50.6958 | 0.96177 | 48.7576 |  | 0 | 0% | 48.7576 | -3.823% | PASS | PUBLISH | PRODUCTION | Engine RUN-5F3B32BB976D4AE2 / 2026-09 / Core 0.965
QSOR-0001183 | EXP-0240 | 65.0508 | 0.96177 | 62.5637 |  | 0 | 0% | 62.5637 | -3.823% | PASS | PUBLISH | PRODUCTION | Engine RUN-5F3B32BB976D4AE2 / 2026-09 / Core 0.965
QSOR-0001184 | EXP-0240 | 80.6337 | 0.96177 | 77.5508 |  | 0 | 0% | 77.5508 | -3.823% | PASS | PUBLISH | PRODUCTION | Engine RUN-5F3B32BB976D4AE2 / 2026-09 / Core 0.965
QSOR-0001185 | EXP-0240 | 96.3659 | 0.96177 | 92.6816 |  | 0 | 0% | 92.6816 | -3.823% | PASS | PUBLISH | PRODUCTION | Engine RUN-5F3B32BB976D4AE2 / 2026-09 / Core 0.965
QSOR-0001186 | EXP-0240 | 134.1174 | 0.96177 | 128.9897 |  | 0 | 0% | 128.9897 | -3.823% | PASS | PUBLISH | PRODUCTION | Engine RUN-5F3B32BB976D4AE2 / 2026-09 / Core 0.965
QSOR-0001187 | EXP-0240 | 189.1211 | 0.96177 | 181.8904 |  | 0 | 0% | 181.8904 | -3.823% | PASS | PUBLISH | PRODUCTION | Engine RUN-5F3B32BB976D4AE2 / 2026-09 / Core 0.965
QSOR-0001188 | EXP-0241 | 17.1132 | 0.96177 | 16.4589 |  | 0 | 0% | 16.4589 | -3.823% | PASS | PUBLISH | PRODUCTION | Engine RUN-5F3B32BB976D4AE2 / 2026-09 / Core 0.965
QSOR-0001189 | EXP-0241 | 19.634 | 0.96177 | 18.8833 |  | 0 | 0% | 18.8833 | -3.823% | PASS | PUBLISH | PRODUCTION | Engine RUN-5F3B32BB976D4AE2 / 2026-09 / Core 0.965
QSOR-0001190 | EXP-0241 | 31.4853 | 0.96177 | 30.2815 |  | 0 | 0% | 30.2815 | -3.823% | PASS | PUBLISH | PRODUCTION | Engine RUN-5F3B32BB976D4AE2 / 2026-09 / Core 0.965
QSOR-0001191 | EXP-0241 | 47.9122 | 0.96177 | 46.0804 |  | 0 | 0% | 46.0804 | -3.823% | PASS | PUBLISH | PRODUCTION | Engine RUN-5F3B32BB976D4AE2 / 2026-09 / Core 0.965
QSOR-0001192 | EXP-0241 | 70.4505 | 0.96177 | 67.757 |  | 0 | 0% | 67.757 | -3.823% | PASS | PUBLISH | PRODUCTION | Engine RUN-5F3B32BB976D4AE2 / 2026-09 / Core 0.965
QSOR-0001193 | EXP-0241 | 85.9383 | 0.96177 | 82.6527 |  | 0 | 0% | 82.6527 | -3.823% | PASS | PUBLISH | PRODUCTION | Engine RUN-5F3B32BB976D4AE2 / 2026-09 / Core 0.965
QSOR-0001194 | EXP-0242 | 17.8248 | 0.96177 | 17.1433 |  | 0 | 0% | 17.1433 | -3.823% | PASS | PUBLISH | PRODUCTION | Engine RUN-5F3B32BB976D4AE2 / 2026-09 / Core 0.965
QSOR-0001195 | EXP-0242 | 22.9169 | 0.96177 | 22.0407 |  | 0 | 0% | 22.0407 | -3.823% | PASS | PUBLISH | PRODUCTION | Engine RUN-5F3B32BB976D4AE2 / 2026-09 / Core 0.965
QSOR-0001196 | EXP-0242 | 31.4885 | 0.96177 | 30.2846 |  | 0 | 0% | 30.2846 | -3.823% | PASS | PUBLISH | PRODUCTION | Engine RUN-5F3B32BB976D4AE2 / 2026-09 / Core 0.965
QSOR-0001197 | EXP-0242 | 44.9427 | 0.96177 | 43.2244 |  | 0 | 0% | 43.2244 | -3.823% | PASS | PUBLISH | PRODUCTION | Engine RUN-5F3B32BB976D4AE2 / 2026-09 / Core 0.965
QSOR-0001198 | EXP-0242 | 55.0762 | 0.96177 | 52.9705 |  | 0 | 0% | 52.9705 | -3.823% | PASS | PUBLISH | PRODUCTION | Engine RUN-5F3B32BB976D4AE2 / 2026-09 / Core 0.965
QSOR-0001199 | EXP-0242 | 76.3727 | 0.96177 | 73.4527 |  | 0 | 0% | 73.4527 | -3.823% | PASS | PUBLISH | PRODUCTION | Engine RUN-5F3B32BB976D4AE2 / 2026-09 / Core 0.965
QSOR-0001200 | EXP-0242 | 107.2467 | 0.96177 | 103.1464 |  | 0 | 0% | 103.1464 | -3.823% | PASS | PUBLISH | PRODUCTION | Engine RUN-5F3B32BB976D4AE2 / 2026-09 / Core 0.965
QSOR-0001201 | EXP-0243 | 103.5747 | 0.96177 | 99.6147 |  | 0 | 0% | 99.6147 | -3.823% | PASS | PUBLISH | PRODUCTION | Engine RUN-5F3B32BB976D4AE2 / 2026-09 / Core 0.965
QSOR-0001202 | EXP-0243 | 129.3006 | 0.96177 | 124.3571 |  | 0 | 0% | 124.3571 | -3.823% | PASS | PUBLISH | PRODUCTION | Engine RUN-5F3B32BB976D4AE2 / 2026-09 / Core 0.965
QSOR-0001203 | EXP-0243 | 153.3383 | 0.96177 | 147.4757 |  | 0 | 0% | 147.4757 | -3.823% | PASS | PUBLISH | PRODUCTION | Engine RUN-5F3B32BB976D4AE2 / 2026-09 / Core 0.965
QSOR-0001204 | EXP-0243 | 224.491 | 0.96177 | 215.9081 |  | 0 | 0% | 215.9081 | -3.823% | PASS | PUBLISH | PRODUCTION | Engine RUN-5F3B32BB976D4AE2 / 2026-09 / Core 0.965
QSOR-0001205 | EXP-0243 | 263.6503 | 0.96177 | 253.5702 |  | 0 | 0% | 253.5702 | -3.823% | PASS | PUBLISH | PRODUCTION | Engine RUN-5F3B32BB976D4AE2 / 2026-09 / Core 0.965
QSOR-0001206 | EXP-0244 | 17.8249 | 0.96177 | 17.1434 |  | 0 | 0% | 17.1434 | -3.823% | PASS | PUBLISH | PRODUCTION | Engine RUN-5F3B32BB976D4AE2 / 2026-09 / Core 0.965
QSOR-0001207 | EXP-0244 | 22.5493 | 0.96177 | 21.6871 |  | 0 | 0% | 21.6871 | -3.823% | PASS | PUBLISH | PRODUCTION | Engine RUN-5F3B32BB976D4AE2 / 2026-09 / Core 0.965
QSOR-0001208 | EXP-0244 | 27.7333 | 0.96177 | 26.6729 |  | 0 | 0% | 26.6729 | -3.823% | PASS | PUBLISH | PRODUCTION | Engine RUN-5F3B32BB976D4AE2 / 2026-09 / Core 0.965
QSOR-0001209 | EXP-0244 | 34.4022 | 0.96177 | 33.0869 |  | 0 | 0% | 33.0869 | -3.823% | PASS | PUBLISH | PRODUCTION | Engine RUN-5F3B32BB976D4AE2 / 2026-09 / Core 0.965
QSOR-0001210 | EXP-0244 | 39.2868 | 0.96177 | 37.7847 |  | 0 | 0% | 37.7847 | -3.823% | PASS | PUBLISH | PRODUCTION | Engine RUN-5F3B32BB976D4AE2 / 2026-09 / Core 0.965
QSOR-0001211 | EXP-0244 | 49.5655 | 0.96177 | 47.6705 |  | 0 | 0% | 47.6705 | -3.823% | PASS | PUBLISH | PRODUCTION | Engine RUN-5F3B32BB976D4AE2 / 2026-09 / Core 0.965
QSOR-0001212 | EXP-0245 | 11.6408 | 0.96177 | 11.1958 |  | 0 | 0% | 11.1958 | -3.823% | PASS | PUBLISH | PRODUCTION | Engine RUN-5F3B32BB976D4AE2 / 2026-09 / Core 0.965
QSOR-0001213 | EXP-0245 | 12.6131 | 0.96177 | 12.1308 |  | 0 | 0% | 12.1308 | -3.823% | PASS | PUBLISH | PRODUCTION | Engine RUN-5F3B32BB976D4AE2 / 2026-09 / Core 0.965
QSOR-0001214 | EXP-0245 | 15.1918 | 0.96177 | 14.6109 |  | 0 | 0% | 14.6109 | -3.823% | PASS | PUBLISH | PRODUCTION | Engine RUN-5F3B32BB976D4AE2 / 2026-09 / Core 0.965
QSOR-0001215 | EXP-0245 | 20.229 | 0.96177 | 19.4556 |  | 0 | 0% | 19.4556 | -3.823% | PASS | PUBLISH | PRODUCTION | Engine RUN-5F3B32BB976D4AE2 / 2026-09 / Core 0.965
QSOR-0001216 | EXP-0245 | 20.9235 | 0.96177 | 20.1235 |  | 0 | 0% | 20.1235 | -3.823% | PASS | PUBLISH | PRODUCTION | Engine RUN-5F3B32BB976D4AE2 / 2026-09 / Core 0.965
QSOR-0001217 | EXP-0245 | 33.7048 | 0.96177 | 32.4162 |  | 0 | 0% | 32.4162 | -3.823% | PASS | PUBLISH | PRODUCTION | Engine RUN-5F3B32BB976D4AE2 / 2026-09 / Core 0.965
QSOR-0001218 | EXP-0245 | 39.4739 | 0.96177 | 37.9647 |  | 0 | 0% | 37.9647 | -3.823% | PASS | PUBLISH | PRODUCTION | Engine RUN-5F3B32BB976D4AE2 / 2026-09 / Core 0.965
QSOR-0001219 | EXP-0245 | 49.4624 | 0.96177 | 47.5713 |  | 0 | 0% | 47.5713 | -3.823% | PASS | PUBLISH | PRODUCTION | Engine RUN-5F3B32BB976D4AE2 / 2026-09 / Core 0.965
QSOR-0001220 | EXP-0245 | 56.0365 | 0.96177 | 53.8941 |  | 0 | 0% | 53.8941 | -3.823% | PASS | PUBLISH | PRODUCTION | Engine RUN-5F3B32BB976D4AE2 / 2026-09 / Core 0.965
QSOR-0001221 | EXP-0245 | 64.7475 | 0.96177 | 62.272 |  | 0 | 0% | 62.272 | -3.823% | PASS | PUBLISH | PRODUCTION | Engine RUN-5F3B32BB976D4AE2 / 2026-09 / Core 0.965
QSOR-0001222 | EXP-0246 | 21.2866 | 0.96177 | 20.4728 |  | 0 | 0% | 20.4728 | -3.823% | PASS | PUBLISH | PRODUCTION | Engine RUN-5F3B32BB976D4AE2 / 2026-09 / Core 0.965
QSOR-0001223 | EXP-0246 | 27.8909 | 0.96177 | 26.8245 |  | 0 | 0% | 26.8245 | -3.823% | PASS | PUBLISH | PRODUCTION | Engine RUN-5F3B32BB976D4AE2 / 2026-09 / Core 0.965
QSOR-0001224 | EXP-0246 | 35.8973 | 0.96177 | 34.5249 |  | 0 | 0% | 34.5249 | -3.823% | PASS | PUBLISH | PRODUCTION | Engine RUN-5F3B32BB976D4AE2 / 2026-09 / Core 0.965
QSOR-0001225 | EXP-0246 | 54.8821 | 0.96177 | 52.7838 |  | 0 | 0% | 52.7838 | -3.823% | PASS | PUBLISH | PRODUCTION | Engine RUN-5F3B32BB976D4AE2 / 2026-09 / Core 0.965
QSOR-0001226 | EXP-0246 | 66.657 | 0.96177 | 64.1085 |  | 0 | 0% | 64.1085 | -3.823% | PASS | PUBLISH | PRODUCTION | Engine RUN-5F3B32BB976D4AE2 / 2026-09 / Core 0.965
QSOR-0001227 | EXP-0246 | 78.9057 | 0.96177 | 75.8889 |  | 0 | 0% | 75.8889 | -3.823% | PASS | PUBLISH | PRODUCTION | Engine RUN-5F3B32BB976D4AE2 / 2026-09 / Core 0.965
QSOR-0001228 | EXP-0247 | 25.3566 | 0.96177 | 24.3871 |  | 0 | 0% | 24.3871 | -3.823% | PASS | PUBLISH | PRODUCTION | Engine RUN-5F3B32BB976D4AE2 / 2026-09 / Core 0.965
QSOR-0001229 | EXP-0247 | 30.3609 | 0.96177 | 29.2002 |  | 0 | 0% | 29.2002 | -3.823% | PASS | PUBLISH | PRODUCTION | Engine RUN-5F3B32BB976D4AE2 / 2026-09 / Core 0.965
QSOR-0001230 | EXP-0247 | 40.2408 | 0.96177 | 38.7023 |  | 0 | 0% | 38.7023 | -3.823% | PASS | PUBLISH | PRODUCTION | Engine RUN-5F3B32BB976D4AE2 / 2026-09 / Core 0.965
QSOR-0001231 | EXP-0247 | 55.6344 | 0.96177 | 53.5073 |  | 0 | 0% | 53.5073 | -3.823% | PASS | PUBLISH | PRODUCTION | Engine RUN-5F3B32BB976D4AE2 / 2026-09 / Core 0.965
QSOR-0001232 | EXP-0247 | 65.0883 | 0.96177 | 62.5998 |  | 0 | 0% | 62.5998 | -3.823% | PASS | PUBLISH | PRODUCTION | Engine RUN-5F3B32BB976D4AE2 / 2026-09 / Core 0.965
QSOR-0001233 | EXP-0247 | 89.7171 | 0.96177 | 86.2869 |  | 0 | 0% | 86.2869 | -3.823% | PASS | PUBLISH | PRODUCTION | Engine RUN-5F3B32BB976D4AE2 / 2026-09 / Core 0.965
QSOR-0001234 | EXP-0248 | 7.8619 | 0.96177 | 7.5613 |  | 0 | 0% | 7.5613 | -3.823% | PASS | PUBLISH | PRODUCTION | Engine RUN-5F3B32BB976D4AE2 / 2026-09 / Core 0.965
QSOR-0001235 | EXP-0248 | 11.7443 | 0.96177 | 11.2953 |  | 0 | 0% | 11.2953 | -3.823% | PASS | PUBLISH | PRODUCTION | Engine RUN-5F3B32BB976D4AE2 / 2026-09 / Core 0.965
QSOR-0001236 | EXP-0248 | 14.6995 | 0.96177 | 14.1375 |  | 0 | 0% | 14.1375 | -3.823% | PASS | PUBLISH | PRODUCTION | Engine RUN-5F3B32BB976D4AE2 / 2026-09 / Core 0.965
QSOR-0001237 | EXP-0248 | 17.7281 | 0.96177 | 17.0503 |  | 0 | 0% | 17.0503 | -3.823% | PASS | PUBLISH | PRODUCTION | Engine RUN-5F3B32BB976D4AE2 / 2026-09 / Core 0.965
QSOR-0001238 | EXP-0248 | 19.6971 | 0.96177 | 18.9441 |  | 0 | 0% | 18.9441 | -3.823% | PASS | PUBLISH | PRODUCTION | Engine RUN-5F3B32BB976D4AE2 / 2026-09 / Core 0.965
QSOR-0001239 | EXP-0248 | 24.6983 | 0.96177 | 23.754 |  | 0 | 0% | 23.754 | -3.823% | PASS | PUBLISH | PRODUCTION | Engine RUN-5F3B32BB976D4AE2 / 2026-09 / Core 0.965
QSOR-0001240 | EXP-0249 | 14.1917 | 0.96177 | 13.6491 |  | 0 | 0% | 13.6491 | -3.823% | PASS | PUBLISH | PRODUCTION | Engine RUN-5F3B32BB976D4AE2 / 2026-09 / Core 0.965
QSOR-0001241 | EXP-0249 | 17.3845 | 0.96177 | 16.7198 |  | 0 | 0% | 16.7198 | -3.823% | PASS | PUBLISH | PRODUCTION | Engine RUN-5F3B32BB976D4AE2 / 2026-09 / Core 0.965
QSOR-0001242 | EXP-0249 | 18.6462 | 0.96177 | 17.9333 |  | 0 | 0% | 17.9333 | -3.823% | PASS | PUBLISH | PRODUCTION | Engine RUN-5F3B32BB976D4AE2 / 2026-09 / Core 0.965
QSOR-0001243 | EXP-0249 | 23.3064 | 0.96177 | 22.4153 |  | 0 | 0% | 22.4153 | -3.823% | PASS | PUBLISH | PRODUCTION | Engine RUN-5F3B32BB976D4AE2 / 2026-09 / Core 0.965
QSOR-0001244 | EXP-0249 | 41.4592 | 0.96177 | 39.8741 |  | 0 | 0% | 39.8741 | -3.823% | PASS | PUBLISH | PRODUCTION | Engine RUN-5F3B32BB976D4AE2 / 2026-09 / Core 0.965
QSOR-0001245 | EXP-0249 | 52.7377 | 0.96177 | 50.7213 |  | 0 | 0% | 50.7213 | -3.823% | PASS | PUBLISH | PRODUCTION | Engine RUN-5F3B32BB976D4AE2 / 2026-09 / Core 0.965
QSOR-0001246 | EXP-0249 | 95.9256 | 0.96177 | 92.2581 |  | 0 | 0% | 92.2581 | -3.823% | PASS | PUBLISH | PRODUCTION | Engine RUN-5F3B32BB976D4AE2 / 2026-09 / Core 0.965
QSOR-0001247 | EXP-0249 | 146.5523 | 0.96177 | 140.9492 |  | 0 | 0% | 140.9492 | -3.823% | PASS | PUBLISH | PRODUCTION | Engine RUN-5F3B32BB976D4AE2 / 2026-09 / Core 0.965
QSOR-0001248 | EXP-0250 | 45.6339 | 0.96177 | 43.8892 |  | 0 | 0% | 43.8892 | -3.823% | PASS | PUBLISH | PRODUCTION | Engine RUN-5F3B32BB976D4AE2 / 2026-09 / Core 0.965
QSOR-0001249 | EXP-0250 | 51.8396 | 0.96177 | 49.8576 |  | 0 | 0% | 49.8576 | -3.823% | PASS | PUBLISH | PRODUCTION | Engine RUN-5F3B32BB976D4AE2 / 2026-09 / Core 0.965
QSOR-0001250 | EXP-0250 | 67.6817 | 0.96177 | 65.0941 |  | 0 | 0% | 65.0941 | -3.823% | PASS | PUBLISH | PRODUCTION | Engine RUN-5F3B32BB976D4AE2 / 2026-09 / Core 0.965
QSOR-0001251 | EXP-0250 | 101.9455 | 0.96177 | 98.0479 |  | 0 | 0% | 98.0479 | -3.823% | PASS | PUBLISH | PRODUCTION | Engine RUN-5F3B32BB976D4AE2 / 2026-09 / Core 0.965
QSOR-0001252 | EXP-0250 | 126.172 | 0.96177 | 121.3481 |  | 0 | 0% | 121.3481 | -3.823% | PASS | PUBLISH | PRODUCTION | Engine RUN-5F3B32BB976D4AE2 / 2026-09 / Core 0.965
QSOR-0001253 | EXP-0250 | 165.2852 | 0.96177 | 158.9659 |  | 0 | 0% | 158.9659 | -3.823% | PASS | PUBLISH | PRODUCTION | Engine RUN-5F3B32BB976D4AE2 / 2026-09 / Core 0.965
QSOR-0001254 | EXP-0250 | 160.6082 | 0.96177 | 154.4677 |  | 0 | 0% | 154.4677 | -3.823% | PASS | PUBLISH | PRODUCTION | Engine RUN-5F3B32BB976D4AE2 / 2026-09 / Core 0.965
QSOR-0001255 | EXP-0250 | 193.1872 | 0.96177 | 185.8011 |  | 0 | 0% | 185.8011 | -3.823% | PASS | PUBLISH | PRODUCTION | Engine RUN-5F3B32BB976D4AE2 / 2026-09 / Core 0.965
QSOR-0001256 | EXP-0250 | 323.366 | 0.96177 | 311.0027 |  | 0 | 0% | 311.0027 | -3.823% | PASS | PUBLISH | PRODUCTION | Engine RUN-5F3B32BB976D4AE2 / 2026-09 / Core 0.965
QSOR-0001257 | EXP-0250 | 402.334 | 0.96177 | 386.9516 |  | 0 | 0% | 386.9516 | -3.823% | PASS | PUBLISH | PRODUCTION | Engine RUN-5F3B32BB976D4AE2 / 2026-09 / Core 0.965
QSOR-0001258 | EXP-0251 | 29.448 | 0.96177 | 28.3222 |  | 0 | 0% | 28.3222 | -3.823% | PASS | PUBLISH | PRODUCTION | Engine RUN-5F3B32BB976D4AE2 / 2026-09 / Core 0.965
QSOR-0001259 | EXP-0251 | 33.5911 | 0.96177 | 32.3068 |  | 0 | 0% | 32.3068 | -3.823% | PASS | PUBLISH | PRODUCTION | Engine RUN-5F3B32BB976D4AE2 / 2026-09 / Core 0.965
QSOR-0001260 | EXP-0251 | 50.7598 | 0.96177 | 48.8191 |  | 0 | 0% | 48.8191 | -3.823% | PASS | PUBLISH | PRODUCTION | Engine RUN-5F3B32BB976D4AE2 / 2026-09 / Core 0.965
QSOR-0001261 | EXP-0251 | 66.6261 | 0.96177 | 64.0788 |  | 0 | 0% | 64.0788 | -3.823% | PASS | PUBLISH | PRODUCTION | Engine RUN-5F3B32BB976D4AE2 / 2026-09 / Core 0.965
QSOR-0001262 | EXP-0251 | 81.3288 | 0.96177 | 78.2194 |  | 0 | 0% | 78.2194 | -3.823% | PASS | PUBLISH | PRODUCTION | Engine RUN-5F3B32BB976D4AE2 / 2026-09 / Core 0.965
QSOR-0001263 | EXP-0252 | 48.0411 | 0.96177 | 46.2043 |  | 0 | 0% | 46.2043 | -3.823% | PASS | PUBLISH | PRODUCTION | Engine RUN-5F3B32BB976D4AE2 / 2026-09 / Core 0.965
QSOR-0001264 | EXP-0252 | 53.5158 | 0.96177 | 51.4697 |  | 0 | 0% | 51.4697 | -3.823% | PASS | PUBLISH | PRODUCTION | Engine RUN-5F3B32BB976D4AE2 / 2026-09 / Core 0.965
QSOR-0001265 | EXP-0252 | 69.8001 | 0.96177 | 67.1315 |  | 0 | 0% | 67.1315 | -3.823% | PASS | PUBLISH | PRODUCTION | Engine RUN-5F3B32BB976D4AE2 / 2026-09 / Core 0.965
QSOR-0001266 | EXP-0253 | 13.4187 | 0.96177 | 12.9057 |  | 0 | 0% | 12.9057 | -3.823% | PASS | PUBLISH | PRODUCTION | Engine RUN-5F3B32BB976D4AE2 / 2026-09 / Core 0.965
QSOR-0001267 | EXP-0253 | 15.6273 | 0.96177 | 15.0298 |  | 0 | 0% | 15.0298 | -3.823% | PASS | PUBLISH | PRODUCTION | Engine RUN-5F3B32BB976D4AE2 / 2026-09 / Core 0.965
QSOR-0001268 | EXP-0253 | 20.7051 | 0.96177 | 19.9135 |  | 0 | 0% | 19.9135 | -3.823% | PASS | PUBLISH | PRODUCTION | Engine RUN-5F3B32BB976D4AE2 / 2026-09 / Core 0.965
QSOR-0001269 | EXP-0253 | 33.2893 | 0.96177 | 32.0165 |  | 0 | 0% | 32.0165 | -3.823% | PASS | PUBLISH | PRODUCTION | Engine RUN-5F3B32BB976D4AE2 / 2026-09 / Core 0.965
QSOR-0001270 | EXP-0253 | 45.5842 | 0.96177 | 43.8414 |  | 0 | 0% | 43.8414 | -3.823% | PASS | PUBLISH | PRODUCTION | Engine RUN-5F3B32BB976D4AE2 / 2026-09 / Core 0.965
QSOR-0001271 | EXP-0253 | 78.4557 | 0.96177 | 75.4561 |  | 0 | 0% | 75.4561 | -3.823% | PASS | PUBLISH | PRODUCTION | Engine RUN-5F3B32BB976D4AE2 / 2026-09 / Core 0.965
QSOR-0001272 | EXP-0254 | 23.2434 | 0.96177 | 22.3547 |  | 0 | 0% | 22.3547 | -3.823% | PASS | PUBLISH | PRODUCTION | Engine RUN-5F3B32BB976D4AE2 / 2026-09 / Core 0.965
QSOR-0001273 | EXP-0254 | 26.5729 | 0.96177 | 25.5569 |  | 0 | 0% | 25.5569 | -3.823% | PASS | PUBLISH | PRODUCTION | Engine RUN-5F3B32BB976D4AE2 / 2026-09 / Core 0.965
QSOR-0001274 | EXP-0254 | 30.057 | 0.96177 | 28.9079 |  | 0 | 0% | 28.9079 | -3.823% | PASS | PUBLISH | PRODUCTION | Engine RUN-5F3B32BB976D4AE2 / 2026-09 / Core 0.965
QSOR-0001275 | EXP-0255 | 66.9402 | 0.96177 | 64.3809 |  | 0 | 0% | 64.3809 | -3.823% | PASS | PUBLISH | PRODUCTION | Engine RUN-5F3B32BB976D4AE2 / 2026-09 / Core 0.965
QSOR-0001276 | EXP-0255 | 79.7454 | 0.96177 | 76.6965 |  | 0 | 0% | 76.6965 | -3.823% | PASS | PUBLISH | PRODUCTION | Engine RUN-5F3B32BB976D4AE2 / 2026-09 / Core 0.965
QSOR-0001277 | EXP-0255 | 87.9754 | 0.96177 | 84.6118 |  | 0 | 0% | 84.6118 | -3.823% | PASS | PUBLISH | PRODUCTION | Engine RUN-5F3B32BB976D4AE2 / 2026-09 / Core 0.965
QSOR-0001278 | EXP-0255 | 106.9814 | 0.96177 | 102.8912 |  | 0 | 0% | 102.8912 | -3.823% | PASS | PUBLISH | PRODUCTION | Engine RUN-5F3B32BB976D4AE2 / 2026-09 / Core 0.965
QSOR-0001279 | EXP-0255 | 117.1545 | 0.96177 | 112.6754 |  | 0 | 0% | 112.6754 | -3.823% | PASS | PUBLISH | PRODUCTION | Engine RUN-5F3B32BB976D4AE2 / 2026-09 / Core 0.965
QSOR-0001280 | EXP-0255 | 136.3169 | 0.96177 | 131.1051 |  | 0 | 0% | 131.1051 | -3.823% | PASS | PUBLISH | PRODUCTION | Engine RUN-5F3B32BB976D4AE2 / 2026-09 / Core 0.965
QSOR-0001281 | EXP-0255 | 160.8533 | 0.96177 | 154.7034 |  | 0 | 0% | 154.7034 | -3.823% | PASS | PUBLISH | PRODUCTION | Engine RUN-5F3B32BB976D4AE2 / 2026-09 / Core 0.965
QSOR-0001282 | EXP-0255 | 194.04 | 0.96177 | 186.6213 |  | 0 | 0% | 186.6213 | -3.823% | PASS | PUBLISH | PRODUCTION | Engine RUN-5F3B32BB976D4AE2 / 2026-09 / Core 0.965
QSOR-0001283 | EXP-0255 | 252.6626 | 0.96177 | 243.0025 |  | 0 | 0% | 243.0025 | -3.823% | PASS | PUBLISH | PRODUCTION | Engine RUN-5F3B32BB976D4AE2 / 2026-09 / Core 0.965
QSOR-0001284 | EXP-0255 | 340.1086 | 0.96177 | 327.1052 |  | 0 | 0% | 327.1052 | -3.823% | PASS | PUBLISH | PRODUCTION | Engine RUN-5F3B32BB976D4AE2 / 2026-09 / Core 0.965
QSOR-0001285 | EXP-0255 | 478.1803 | 0.96177 | 459.898 |  | 0 | 0% | 459.898 | -3.823% | PASS | PUBLISH | PRODUCTION | Engine RUN-5F3B32BB976D4AE2 / 2026-09 / Core 0.965
QSOR-0001286 | EXP-0256 | 15.1167 | 0.96177 | 14.5387 |  | 0 | 0% | 14.5387 | -3.823% | PASS | PUBLISH | PRODUCTION | Engine RUN-5F3B32BB976D4AE2 / 2026-09 / Core 0.965
QSOR-0001287 | EXP-0256 | 16.3247 | 0.96177 | 15.7006 |  | 0 | 0% | 15.7006 | -3.823% | PASS | PUBLISH | PRODUCTION | Engine RUN-5F3B32BB976D4AE2 / 2026-09 / Core 0.965
QSOR-0001288 | EXP-0256 | 21.648 | 0.96177 | 20.8204 |  | 0 | 0% | 20.8204 | -3.823% | PASS | PUBLISH | PRODUCTION | Engine RUN-5F3B32BB976D4AE2 / 2026-09 / Core 0.965
QSOR-0001289 | EXP-0256 | 23.4711 | 0.96177 | 22.5737 |  | 0 | 0% | 22.5737 | -3.823% | PASS | PUBLISH | PRODUCTION | Engine RUN-5F3B32BB976D4AE2 / 2026-09 / Core 0.965
QSOR-0001290 | EXP-0256 | 31.2716 | 0.96177 | 30.076 |  | 0 | 0% | 30.076 | -3.823% | PASS | PUBLISH | PRODUCTION | Engine RUN-5F3B32BB976D4AE2 / 2026-09 / Core 0.965
QSOR-0001291 | EXP-0256 | 37.7079 | 0.96177 | 36.2662 |  | 0 | 0% | 36.2662 | -3.823% | PASS | PUBLISH | PRODUCTION | Engine RUN-5F3B32BB976D4AE2 / 2026-09 / Core 0.965
QSOR-0001292 | EXP-0257 | 12.6055 | 0.96177 | 12.1235 |  | 0 | 0% | 12.1235 | -3.823% | PASS | PUBLISH | PRODUCTION | Engine RUN-5F3B32BB976D4AE2 / 2026-09 / Core 0.965
QSOR-0001293 | EXP-0257 | 16.8682 | 0.96177 | 16.2232 |  | 0 | 0% | 16.2232 | -3.823% | PASS | PUBLISH | PRODUCTION | Engine RUN-5F3B32BB976D4AE2 / 2026-09 / Core 0.965
QSOR-0001294 | EXP-0257 | 22.134 | 0.96177 | 21.2877 |  | 0 | 0% | 21.2877 | -3.823% | PASS | PUBLISH | PRODUCTION | Engine RUN-5F3B32BB976D4AE2 / 2026-09 / Core 0.965
QSOR-0001295 | EXP-0257 | 29.9232 | 0.96177 | 28.7791 |  | 0 | 0% | 28.7791 | -3.823% | PASS | PUBLISH | PRODUCTION | Engine RUN-5F3B32BB976D4AE2 / 2026-09 / Core 0.965
QSOR-0001296 | EXP-0257 | 35.5361 | 0.96177 | 34.1774 |  | 0 | 0% | 34.1774 | -3.823% | PASS | PUBLISH | PRODUCTION | Engine RUN-5F3B32BB976D4AE2 / 2026-09 / Core 0.965
QSOR-0001297 | EXP-0258 | 17.2508 | 0.96177 | 16.5912 |  | 0 | 0% | 16.5912 | -3.823% | PASS | PUBLISH | PRODUCTION | Engine RUN-5F3B32BB976D4AE2 / 2026-09 / Core 0.965
QSOR-0001298 | EXP-0258 | 22.3519 | 0.96177 | 21.4973 |  | 0 | 0% | 21.4973 | -3.823% | PASS | PUBLISH | PRODUCTION | Engine RUN-5F3B32BB976D4AE2 / 2026-09 / Core 0.965
QSOR-0001299 | EXP-0258 | 22.4393 | 0.96177 | 21.5814 |  | 0 | 0% | 21.5814 | -3.823% | PASS | PUBLISH | PRODUCTION | Engine RUN-5F3B32BB976D4AE2 / 2026-09 / Core 0.965
QSOR-0001300 | EXP-0258 | 23.6035 | 0.96177 | 22.7011 |  | 0 | 0% | 22.7011 | -3.823% | PASS | PUBLISH | PRODUCTION | Engine RUN-5F3B32BB976D4AE2 / 2026-09 / Core 0.965
QSOR-0001301 | EXP-0258 | 25.9672 | 0.96177 | 24.9744 |  | 0 | 0% | 24.9744 | -3.823% | PASS | PUBLISH | PRODUCTION | Engine RUN-5F3B32BB976D4AE2 / 2026-09 / Core 0.965
QSOR-0001302 | EXP-0258 | 30.0587 | 0.96177 | 28.9094 |  | 0 | 0% | 28.9094 | -3.823% | PASS | PUBLISH | PRODUCTION | Engine RUN-5F3B32BB976D4AE2 / 2026-09 / Core 0.965
QSOR-0001303 | EXP-0258 | 31.2883 | 0.96177 | 30.092 |  | 0 | 0% | 30.092 | -3.823% | PASS | PUBLISH | PRODUCTION | Engine RUN-5F3B32BB976D4AE2 / 2026-09 / Core 0.965
QSOR-0001304 | EXP-0258 | 31.2151 | 0.96177 | 30.0217 |  | 0 | 0% | 30.0217 | -3.823% | PASS | PUBLISH | PRODUCTION | Engine RUN-5F3B32BB976D4AE2 / 2026-09 / Core 0.965
QSOR-0001305 | EXP-0258 | 36.9011 | 0.96177 | 35.4902 |  | 0 | 0% | 35.4902 | -3.823% | PASS | PUBLISH | PRODUCTION | Engine RUN-5F3B32BB976D4AE2 / 2026-09 / Core 0.965
QSOR-0001306 | EXP-0258 | 40.4788 | 0.96177 | 38.9312 |  | 0 | 0% | 38.9312 | -3.823% | PASS | PUBLISH | PRODUCTION | Engine RUN-5F3B32BB976D4AE2 / 2026-09 / Core 0.965
QSOR-0001307 | EXP-0259 | 15.2584 | 0.96177 | 14.675 |  | 0 | 0% | 14.675 | -3.823% | PASS | PUBLISH | PRODUCTION | Engine RUN-5F3B32BB976D4AE2 / 2026-09 / Core 0.965
QSOR-0001308 | EXP-0259 | 16.6516 | 0.96177 | 16.0149 |  | 0 | 0% | 16.0149 | -3.823% | PASS | PUBLISH | PRODUCTION | Engine RUN-5F3B32BB976D4AE2 / 2026-09 / Core 0.965
QSOR-0001309 | EXP-0259 | 22.7036 | 0.96177 | 21.8356 |  | 0 | 0% | 21.8356 | -3.823% | PASS | PUBLISH | PRODUCTION | Engine RUN-5F3B32BB976D4AE2 / 2026-09 / Core 0.965
QSOR-0001310 | EXP-0259 | 30.0391 | 0.96177 | 28.8906 |  | 0 | 0% | 28.8906 | -3.823% | PASS | PUBLISH | PRODUCTION | Engine RUN-5F3B32BB976D4AE2 / 2026-09 / Core 0.965
QSOR-0001311 | EXP-0259 | 44.3332 | 0.96177 | 42.6382 |  | 0 | 0% | 42.6382 | -3.823% | PASS | PUBLISH | PRODUCTION | Engine RUN-5F3B32BB976D4AE2 / 2026-09 / Core 0.965
QSOR-0001312 | EXP-0259 | 57.0177 | 0.96177 | 54.8377 |  | 0 | 0% | 54.8377 | -3.823% | PASS | PUBLISH | PRODUCTION | Engine RUN-5F3B32BB976D4AE2 / 2026-09 / Core 0.965
QSOR-0001313 | EXP-0260 | 25.1418 | 0.96177 | 24.1806 |  | 0 | 0% | 24.1806 | -3.823% | PASS | PUBLISH | PRODUCTION | Engine RUN-5F3B32BB976D4AE2 / 2026-09 / Core 0.965
QSOR-0001314 | EXP-0260 | 27.1745 | 0.96177 | 26.1356 |  | 0 | 0% | 26.1356 | -3.823% | PASS | PUBLISH | PRODUCTION | Engine RUN-5F3B32BB976D4AE2 / 2026-09 / Core 0.965
QSOR-0001315 | EXP-0260 | 33.2448 | 0.96177 | 31.9738 |  | 0 | 0% | 31.9738 | -3.823% | PASS | PUBLISH | PRODUCTION | Engine RUN-5F3B32BB976D4AE2 / 2026-09 / Core 0.965
QSOR-0001316 | EXP-0260 | 40.8136 | 0.96177 | 39.2532 |  | 0 | 0% | 39.2532 | -3.823% | PASS | PUBLISH | PRODUCTION | Engine RUN-5F3B32BB976D4AE2 / 2026-09 / Core 0.965
QSOR-0001317 | EXP-0260 | 60.4746 | 0.96177 | 58.1625 |  | 0 | 0% | 58.1625 | -3.823% | PASS | PUBLISH | PRODUCTION | Engine RUN-5F3B32BB976D4AE2 / 2026-09 / Core 0.965
QSOR-0001318 | EXP-0260 | 72.8942 | 0.96177 | 70.1072 |  | 0 | 0% | 70.1072 | -3.823% | PASS | PUBLISH | PRODUCTION | Engine RUN-5F3B32BB976D4AE2 / 2026-09 / Core 0.965
QSOR-0001319 | EXP-0261 | 26.7777 | 0.96177 | 25.7539 |  | 0 | 0% | 25.7539 | -3.823% | PASS | PUBLISH | PRODUCTION | Engine RUN-5F3B32BB976D4AE2 / 2026-09 / Core 0.965
QSOR-0001320 | EXP-0261 | 31.5243 | 0.96177 | 30.319 |  | 0 | 0% | 30.319 | -3.823% | PASS | PUBLISH | PRODUCTION | Engine RUN-5F3B32BB976D4AE2 / 2026-09 / Core 0.965
QSOR-0001321 | EXP-0261 | 37.3345 | 0.96177 | 35.9071 |  | 0 | 0% | 35.9071 | -3.823% | PASS | PUBLISH | PRODUCTION | Engine RUN-5F3B32BB976D4AE2 / 2026-09 / Core 0.965
QSOR-0001322 | EXP-0261 | 40.0142 | 0.96177 | 38.4844 |  | 0 | 0% | 38.4844 | -3.823% | PASS | PUBLISH | PRODUCTION | Engine RUN-5F3B32BB976D4AE2 / 2026-09 / Core 0.965
QSOR-0001323 | EXP-0261 | 42.7624 | 0.96177 | 41.1275 |  | 0 | 0% | 41.1275 | -3.823% | PASS | PUBLISH | PRODUCTION | Engine RUN-5F3B32BB976D4AE2 / 2026-09 / Core 0.965
QSOR-0001324 | EXP-0261 | 55.4388 | 0.96177 | 53.3192 |  | 0 | 0% | 53.3192 | -3.823% | PASS | PUBLISH | PRODUCTION | Engine RUN-5F3B32BB976D4AE2 / 2026-09 / Core 0.965
QSOR-0001325 | EXP-0261 | 60.4602 | 0.96177 | 58.1486 |  | 0 | 0% | 58.1486 | -3.823% | PASS | PUBLISH | PRODUCTION | Engine RUN-5F3B32BB976D4AE2 / 2026-09 / Core 0.965
QSOR-0001326 | EXP-0261 | 87.4093 | 0.96177 | 84.0674 |  | 0 | 0% | 84.0674 | -3.823% | PASS | PUBLISH | PRODUCTION | Engine RUN-5F3B32BB976D4AE2 / 2026-09 / Core 0.965
QSOR-0001327 | EXP-0261 | 88.6234 | 0.96177 | 85.2351 |  | 0 | 0% | 85.2351 | -3.823% | PASS | PUBLISH | PRODUCTION | Engine RUN-5F3B32BB976D4AE2 / 2026-09 / Core 0.965
QSOR-0001328 | EXP-0262 | 14.6036 | 0.96177 | 14.0453 |  | 0 | 0% | 14.0453 | -3.823% | PASS | PUBLISH | PRODUCTION | Engine RUN-5F3B32BB976D4AE2 / 2026-09 / Core 0.965
QSOR-0001329 | EXP-0262 | 17.9425 | 0.96177 | 17.2565 |  | 0 | 0% | 17.2565 | -3.823% | PASS | PUBLISH | PRODUCTION | Engine RUN-5F3B32BB976D4AE2 / 2026-09 / Core 0.965
QSOR-0001330 | EXP-0262 | 25.2636 | 0.96177 | 24.2977 |  | 0 | 0% | 24.2977 | -3.823% | PASS | PUBLISH | PRODUCTION | Engine RUN-5F3B32BB976D4AE2 / 2026-09 / Core 0.965
QSOR-0001331 | EXP-0262 | 33.64 | 0.96177 | 32.3538 |  | 0 | 0% | 32.3538 | -3.823% | PASS | PUBLISH | PRODUCTION | Engine RUN-5F3B32BB976D4AE2 / 2026-09 / Core 0.965
QSOR-0001332 | EXP-0262 | 43.2898 | 0.96177 | 41.6347 |  | 0 | 0% | 41.6347 | -3.823% | PASS | PUBLISH | PRODUCTION | Engine RUN-5F3B32BB976D4AE2 / 2026-09 / Core 0.965
QSOR-0001333 | EXP-0262 | 74.6712 | 0.96177 | 71.8163 |  | 0 | 0% | 71.8163 | -3.823% | PASS | PUBLISH | PRODUCTION | Engine RUN-5F3B32BB976D4AE2 / 2026-09 / Core 0.965
QSOR-0001334 | EXP-0263 | 65.1134 | 0.96177 | 62.624 |  | 0 | 0% | 62.624 | -3.823% | PASS | PUBLISH | PRODUCTION | Engine RUN-5F3B32BB976D4AE2 / 2026-09 / Core 0.965
QSOR-0001335 | EXP-0263 | 78.8671 | 0.96177 | 75.8518 |  | 0 | 0% | 75.8518 | -3.823% | PASS | PUBLISH | PRODUCTION | Engine RUN-5F3B32BB976D4AE2 / 2026-09 / Core 0.965
QSOR-0001336 | EXP-0263 | 98.2971 | 0.96177 | 94.5389 |  | 0 | 0% | 94.5389 | -3.823% | PASS | PUBLISH | PRODUCTION | Engine RUN-5F3B32BB976D4AE2 / 2026-09 / Core 0.965
QSOR-0001337 | EXP-0263 | 144.8076 | 0.96177 | 139.2711 |  | 0 | 0% | 139.2711 | -3.823% | PASS | PUBLISH | PRODUCTION | Engine RUN-5F3B32BB976D4AE2 / 2026-09 / Core 0.965
QSOR-0001338 | EXP-0263 | 215.0349 | 0.96177 | 206.8135 |  | 0 | 0% | 206.8135 | -3.823% | PASS | PUBLISH | PRODUCTION | Engine RUN-5F3B32BB976D4AE2 / 2026-09 / Core 0.965
QSOR-0001339 | EXP-0263 | 286.5357 | 0.96177 | 275.5806 |  | 0 | 0% | 275.5806 | -3.823% | PASS | PUBLISH | PRODUCTION | Engine RUN-5F3B32BB976D4AE2 / 2026-09 / Core 0.965
QSOR-0001340 | EXP-0264 | 21.1916 | 0.96177 | 20.3814 |  | 0 | 0% | 20.3814 | -3.823% | PASS | PUBLISH | PRODUCTION | Engine RUN-5F3B32BB976D4AE2 / 2026-09 / Core 0.965
QSOR-0001341 | EXP-0264 | 31.9603 | 0.96177 | 30.7384 |  | 0 | 0% | 30.7384 | -3.823% | PASS | PUBLISH | PRODUCTION | Engine RUN-5F3B32BB976D4AE2 / 2026-09 / Core 0.965
QSOR-0001342 | EXP-0264 | 89.2176 | 0.96177 | 85.8065 |  | 0 | 0% | 85.8065 | -3.823% | PASS | PUBLISH | PRODUCTION | Engine RUN-5F3B32BB976D4AE2 / 2026-09 / Core 0.965
QSOR-0001343 | EXP-0265 | 65.3182 | 0.96177 | 62.8209 |  | 0 | 0% | 62.8209 | -3.823% | PASS | PUBLISH | PRODUCTION | Engine RUN-5F3B32BB976D4AE2 / 2026-09 / Core 0.965
QSOR-0001344 | EXP-0265 | 73.902 | 0.96177 | 71.0765 |  | 0 | 0% | 71.0765 | -3.823% | PASS | PUBLISH | PRODUCTION | Engine RUN-5F3B32BB976D4AE2 / 2026-09 / Core 0.965
QSOR-0001345 | EXP-0265 | 94.8495 | 0.96177 | 91.2231 |  | 0 | 0% | 91.2231 | -3.823% | PASS | PUBLISH | PRODUCTION | Engine RUN-5F3B32BB976D4AE2 / 2026-09 / Core 0.965
QSOR-0001346 | EXP-0265 | 144.303 | 0.96177 | 138.7859 |  | 0 | 0% | 138.7859 | -3.823% | PASS | PUBLISH | PRODUCTION | Engine RUN-5F3B32BB976D4AE2 / 2026-09 / Core 0.965
QSOR-0001347 | EXP-0265 | 216.023 | 0.96177 | 207.7638 |  | 0 | 0% | 207.7638 | -3.823% | PASS | PUBLISH | PRODUCTION | Engine RUN-5F3B32BB976D4AE2 / 2026-09 / Core 0.965
QSOR-0001348 | EXP-0265 | 296.1134 | 0.96177 | 284.7921 |  | 0 | 0% | 284.7921 | -3.823% | PASS | PUBLISH | PRODUCTION | Engine RUN-5F3B32BB976D4AE2 / 2026-09 / Core 0.965
QSOR-0001349 | EXP-0266 | 32.8473 | 0.96177 | 31.5914 |  | 0 | 0% | 31.5914 | -3.823% | PASS | PUBLISH | PRODUCTION | Engine RUN-5F3B32BB976D4AE2 / 2026-09 / Core 0.965
QSOR-0001350 | EXP-0266 | 44.6105 | 0.96177 | 42.9049 |  | 0 | 0% | 42.9049 | -3.823% | PASS | PUBLISH | PRODUCTION | Engine RUN-5F3B32BB976D4AE2 / 2026-09 / Core 0.965
QSOR-0001351 | EXP-0266 | 92.6889 | 0.96177 | 89.1451 |  | 0 | 0% | 89.1451 | -3.823% | PASS | PUBLISH | PRODUCTION | Engine RUN-5F3B32BB976D4AE2 / 2026-09 / Core 0.965
QSOR-0001352 | EXP-0266 | 163.184 | 0.96177 | 156.945 |  | 0 | 0% | 156.945 | -3.823% | PASS | PUBLISH | PRODUCTION | Engine RUN-5F3B32BB976D4AE2 / 2026-09 / Core 0.965
QSOR-0001353 | EXP-0266 | 207.9061 | 0.96177 | 199.9573 |  | 0 | 0% | 199.9573 | -3.823% | PASS | PUBLISH | PRODUCTION | Engine RUN-5F3B32BB976D4AE2 / 2026-09 / Core 0.965
QSOR-0001354 | EXP-0266 | 299.4385 | 0.96177 | 287.9901 |  | 0 | 0% | 287.9901 | -3.823% | PASS | PUBLISH | PRODUCTION | Engine RUN-5F3B32BB976D4AE2 / 2026-09 / Core 0.965
QSOR-0001355 | EXP-0267 | 64.2961 | 0.96177 | 61.8379 |  | 0 | 0% | 61.8379 | -3.823% | PASS | PUBLISH | PRODUCTION | Engine RUN-5F3B32BB976D4AE2 / 2026-09 / Core 0.965
QSOR-0001356 | EXP-0267 | 79.8248 | 0.96177 | 76.7729 |  | 0 | 0% | 76.7729 | -3.823% | PASS | PUBLISH | PRODUCTION | Engine RUN-5F3B32BB976D4AE2 / 2026-09 / Core 0.965
QSOR-0001357 | EXP-0267 | 112.5118 | 0.96177 | 108.2101 |  | 0 | 0% | 108.2101 | -3.823% | PASS | PUBLISH | PRODUCTION | Engine RUN-5F3B32BB976D4AE2 / 2026-09 / Core 0.965
QSOR-0001358 | EXP-0267 | 207.9334 | 0.96177 | 199.9835 |  | 0 | 0% | 199.9835 | -3.823% | PASS | PUBLISH | PRODUCTION | Engine RUN-5F3B32BB976D4AE2 / 2026-09 / Core 0.965
QSOR-0001359 | EXP-0267 | 294.7072 | 0.96177 | 283.4396 |  | 0 | 0% | 283.4396 | -3.823% | PASS | PUBLISH | PRODUCTION | Engine RUN-5F3B32BB976D4AE2 / 2026-09 / Core 0.965
QSOR-0001360 | EXP-0267 | 482.0553 | 0.96177 | 463.6249 |  | 0 | 0% | 463.6249 | -3.823% | PASS | PUBLISH | PRODUCTION | Engine RUN-5F3B32BB976D4AE2 / 2026-09 / Core 0.965
QSOR-0001361 | EXP-0268 | 26.2973 | 0.96002 | 25.2458 |  | 0 | 0% | 25.2458 | -3.998% | PASS | PUBLISH | PRODUCTION | Engine RUN-5F3B32BB976D4AE2 / 2026-09 / Core 0.965
QSOR-0001362 | EXP-0268 | 30.864 | 0.96002 | 29.6299 |  | 0 | 0% | 29.6299 | -3.998% | PASS | PUBLISH | PRODUCTION | Engine RUN-5F3B32BB976D4AE2 / 2026-09 / Core 0.965
QSOR-0001363 | EXP-0268 | 36.0747 | 0.96002 | 34.6323 |  | 0 | 0% | 34.6323 | -3.998% | PASS | PUBLISH | PRODUCTION | Engine RUN-5F3B32BB976D4AE2 / 2026-09 / Core 0.965
QSOR-0001364 | EXP-0268 | 47.9741 | 0.96002 | 46.0559 |  | 0 | 0% | 46.0559 | -3.998% | PASS | PUBLISH | PRODUCTION | Engine RUN-5F3B32BB976D4AE2 / 2026-09 / Core 0.965
QSOR-0001365 | EXP-0268 | 54.6811 | 0.96002 | 52.4947 |  | 0 | 0% | 52.4947 | -3.998% | PASS | PUBLISH | PRODUCTION | Engine RUN-5F3B32BB976D4AE2 / 2026-09 / Core 0.965
QSOR-0001366 | EXP-0268 | 66.2476 | 0.96002 | 63.5988 |  | 0 | 0% | 63.5988 | -3.998% | PASS | PUBLISH | PRODUCTION | Engine RUN-5F3B32BB976D4AE2 / 2026-09 / Core 0.965
QSOR-0001367 | EXP-0269 | 30.3438 | 0.96002 | 29.1306 |  | 0 | 0% | 29.1306 | -3.998% | PASS | PUBLISH | PRODUCTION | Engine RUN-5F3B32BB976D4AE2 / 2026-09 / Core 0.965
QSOR-0001368 | EXP-0269 | 34.0529 | 0.96002 | 32.6914 |  | 0 | 0% | 32.6914 | -3.998% | PASS | PUBLISH | PRODUCTION | Engine RUN-5F3B32BB976D4AE2 / 2026-09 / Core 0.965
QSOR-0001369 | EXP-0269 | 36.2066 | 0.96002 | 34.7589 |  | 0 | 0% | 34.7589 | -3.998% | PASS | PUBLISH | PRODUCTION | Engine RUN-5F3B32BB976D4AE2 / 2026-09 / Core 0.965
QSOR-0001370 | EXP-0269 | 38.6607 | 0.96002 | 37.1148 |  | 0 | 0% | 37.1148 | -3.998% | PASS | PUBLISH | PRODUCTION | Engine RUN-5F3B32BB976D4AE2 / 2026-09 / Core 0.965
QSOR-0001371 | EXP-0269 | 44.0076 | 0.96002 | 42.248 |  | 0 | 0% | 42.248 | -3.998% | PASS | PUBLISH | PRODUCTION | Engine RUN-5F3B32BB976D4AE2 / 2026-09 / Core 0.965
QSOR-0001372 | EXP-0269 | 49.2781 | 0.96002 | 47.3078 |  | 0 | 0% | 47.3078 | -3.998% | PASS | PUBLISH | PRODUCTION | Engine RUN-5F3B32BB976D4AE2 / 2026-09 / Core 0.965
QSOR-0001373 | EXP-0270 | 15.7422 | 0.96002 | 15.1128 |  | 0 | 0% | 15.1128 | -3.998% | PASS | PUBLISH | PRODUCTION | Engine RUN-5F3B32BB976D4AE2 / 2026-09 / Core 0.965
QSOR-0001374 | EXP-0270 | 17.5162 | 0.96002 | 16.8158 |  | 0 | 0% | 16.8158 | -3.998% | PASS | PUBLISH | PRODUCTION | Engine RUN-5F3B32BB976D4AE2 / 2026-09 / Core 0.965
QSOR-0001375 | EXP-0270 | 21.1267 | 0.96002 | 20.2819 |  | 0 | 0% | 20.2819 | -3.998% | PASS | PUBLISH | PRODUCTION | Engine RUN-5F3B32BB976D4AE2 / 2026-09 / Core 0.965
QSOR-0001376 | EXP-0270 | 28.7736 | 0.96002 | 27.6231 |  | 0 | 0% | 27.6231 | -3.998% | PASS | PUBLISH | PRODUCTION | Engine RUN-5F3B32BB976D4AE2 / 2026-09 / Core 0.965
QSOR-0001377 | EXP-0270 | 32.0281 | 0.96002 | 30.7475 |  | 0 | 0% | 30.7475 | -3.998% | PASS | PUBLISH | PRODUCTION | Engine RUN-5F3B32BB976D4AE2 / 2026-09 / Core 0.965
QSOR-0001378 | EXP-0270 | 40.3487 | 0.96002 | 38.7354 |  | 0 | 0% | 38.7354 | -3.998% | PASS | PUBLISH | PRODUCTION | Engine RUN-5F3B32BB976D4AE2 / 2026-09 / Core 0.965
QSOR-0001379 | EXP-0271 | 23.1433 | 0.96002 | 22.2179 |  | 0 | 0% | 22.2179 | -3.998% | PASS | PUBLISH | PRODUCTION | Engine RUN-5F3B32BB976D4AE2 / 2026-09 / Core 0.965
QSOR-0001380 | EXP-0271 | 28.1058 | 0.96002 | 26.982 |  | 0 | 0% | 26.982 | -3.998% | PASS | PUBLISH | PRODUCTION | Engine RUN-5F3B32BB976D4AE2 / 2026-09 / Core 0.965
QSOR-0001381 | EXP-0271 | 32.2176 | 0.96002 | 30.9294 |  | 0 | 0% | 30.9294 | -3.998% | PASS | PUBLISH | PRODUCTION | Engine RUN-5F3B32BB976D4AE2 / 2026-09 / Core 0.965
QSOR-0001382 | EXP-0271 | 38.3262 | 0.96002 | 36.7938 |  | 0 | 0% | 36.7938 | -3.998% | PASS | PUBLISH | PRODUCTION | Engine RUN-5F3B32BB976D4AE2 / 2026-09 / Core 0.965
QSOR-0001383 | EXP-0271 | 46.3848 | 0.96002 | 44.5301 |  | 0 | 0% | 44.5301 | -3.998% | PASS | PUBLISH | PRODUCTION | Engine RUN-5F3B32BB976D4AE2 / 2026-09 / Core 0.965
QSOR-0001384 | EXP-0271 | 53.4426 | 0.96002 | 51.3058 |  | 0 | 0% | 51.3058 | -3.998% | PASS | PUBLISH | PRODUCTION | Engine RUN-5F3B32BB976D4AE2 / 2026-09 / Core 0.965
QSOR-0001385 | EXP-0272 | 30.0847 | 0.96002 | 28.8818 |  | 0 | 0% | 28.8818 | -3.998% | PASS | PUBLISH | PRODUCTION | Engine RUN-5F3B32BB976D4AE2 / 2026-09 / Core 0.965
QSOR-0001386 | EXP-0272 | 32.8119 | 0.96002 | 31.4999 |  | 0 | 0% | 31.4999 | -3.998% | PASS | PUBLISH | PRODUCTION | Engine RUN-5F3B32BB976D4AE2 / 2026-09 / Core 0.965
QSOR-0001387 | EXP-0272 | 38.2116 | 0.96002 | 36.6837 |  | 0 | 0% | 36.6837 | -3.998% | PASS | PUBLISH | PRODUCTION | Engine RUN-5F3B32BB976D4AE2 / 2026-09 / Core 0.965
QSOR-0001388 | EXP-0272 | 44.6885 | 0.96002 | 42.9017 |  | 0 | 0% | 42.9017 | -3.998% | PASS | PUBLISH | PRODUCTION | Engine RUN-5F3B32BB976D4AE2 / 2026-09 / Core 0.965
QSOR-0001389 | EXP-0272 | 78.5968 | 0.96002 | 75.4542 |  | 0 | 0% | 75.4542 | -3.998% | PASS | PUBLISH | PRODUCTION | Engine RUN-5F3B32BB976D4AE2 / 2026-09 / Core 0.965
QSOR-0001390 | EXP-0273 | 47.3163 | 0.96002 | 45.4244 |  | 0 | 0% | 45.4244 | -3.998% | PASS | PUBLISH | PRODUCTION | Engine RUN-5F3B32BB976D4AE2 / 2026-09 / Core 0.965
QSOR-0001391 | EXP-0273 | 63.7522 | 0.96002 | 61.2032 |  | 0 | 0% | 61.2032 | -3.998% | PASS | PUBLISH | PRODUCTION | Engine RUN-5F3B32BB976D4AE2 / 2026-09 / Core 0.965
QSOR-0001392 | EXP-0273 | 79.4825 | 0.96002 | 76.3045 |  | 0 | 0% | 76.3045 | -3.998% | PASS | PUBLISH | PRODUCTION | Engine RUN-5F3B32BB976D4AE2 / 2026-09 / Core 0.965
QSOR-0001393 | EXP-0273 | 115.9602 | 0.96002 | 111.3236 |  | 0 | 0% | 111.3236 | -3.998% | PASS | PUBLISH | PRODUCTION | Engine RUN-5F3B32BB976D4AE2 / 2026-09 / Core 0.965
QSOR-0001394 | EXP-0273 | 143.3668 | 0.96002 | 137.6344 |  | 0 | 0% | 137.6344 | -3.998% | PASS | PUBLISH | PRODUCTION | Engine RUN-5F3B32BB976D4AE2 / 2026-09 / Core 0.965
QSOR-0001395 | EXP-0273 | 205.2911 | 0.96002 | 197.0828 |  | 0 | 0% | 197.0828 | -3.998% | PASS | PUBLISH | PRODUCTION | Engine RUN-5F3B32BB976D4AE2 / 2026-09 / Core 0.965
QSOR-0001396 | EXP-0274 | 28.6217 | 0.96002 | 27.4773 |  | 0 | 0% | 27.4773 | -3.998% | PASS | PUBLISH | PRODUCTION | Engine RUN-5F3B32BB976D4AE2 / 2026-09 / Core 0.965
QSOR-0001397 | EXP-0274 | 31.9698 | 0.96002 | 30.6915 |  | 0 | 0% | 30.6915 | -3.998% | PASS | PUBLISH | PRODUCTION | Engine RUN-5F3B32BB976D4AE2 / 2026-09 / Core 0.965
QSOR-0001398 | EXP-0274 | 36.5983 | 0.96002 | 35.135 |  | 0 | 0% | 35.135 | -3.998% | PASS | PUBLISH | PRODUCTION | Engine RUN-5F3B32BB976D4AE2 / 2026-09 / Core 0.965
QSOR-0001399 | EXP-0274 | 66.6122 | 0.96002 | 63.9488 |  | 0 | 0% | 63.9488 | -3.998% | PASS | PUBLISH | PRODUCTION | Engine RUN-5F3B32BB976D4AE2 / 2026-09 / Core 0.965
QSOR-0001400 | EXP-0274 | 78.8795 | 0.96002 | 75.7256 |  | 0 | 0% | 75.7256 | -3.998% | PASS | PUBLISH | PRODUCTION | Engine RUN-5F3B32BB976D4AE2 / 2026-09 / Core 0.965
QSOR-0001401 | EXP-0274 | 121.7178 | 0.96002 | 116.8511 |  | 0 | 0% | 116.8511 | -3.998% | PASS | PUBLISH | PRODUCTION | Engine RUN-5F3B32BB976D4AE2 / 2026-09 / Core 0.965
QSOR-0001402 | EXP-0275 | 47.0607 | 0.96002 | 45.179 |  | 0 | 0% | 45.179 | -3.998% | PASS | PUBLISH | PRODUCTION | Engine RUN-5F3B32BB976D4AE2 / 2026-09 / Core 0.965
QSOR-0001403 | EXP-0275 | 57.3116 | 0.96002 | 55.02 |  | 0 | 0% | 55.02 | -3.998% | PASS | PUBLISH | PRODUCTION | Engine RUN-5F3B32BB976D4AE2 / 2026-09 / Core 0.965
QSOR-0001404 | EXP-0275 | 65.073 | 0.96002 | 62.4712 |  | 0 | 0% | 62.4712 | -3.998% | PASS | PUBLISH | PRODUCTION | Engine RUN-5F3B32BB976D4AE2 / 2026-09 / Core 0.965
QSOR-0001405 | EXP-0275 | 77.9975 | 0.96002 | 74.8789 |  | 0 | 0% | 74.8789 | -3.998% | PASS | PUBLISH | PRODUCTION | Engine RUN-5F3B32BB976D4AE2 / 2026-09 / Core 0.965
QSOR-0001406 | EXP-0275 | 94.9156 | 0.96002 | 91.1205 |  | 0 | 0% | 91.1205 | -3.998% | PASS | PUBLISH | PRODUCTION | Engine RUN-5F3B32BB976D4AE2 / 2026-09 / Core 0.965
QSOR-0001407 | EXP-0275 | 109.3412 | 0.96002 | 104.9693 |  | 0 | 0% | 104.9693 | -3.998% | PASS | PUBLISH | PRODUCTION | Engine RUN-5F3B32BB976D4AE2 / 2026-09 / Core 0.965
QSOR-0001408 | EXP-0276 | 29.7325 | 0.96002 | 28.5437 |  | 0 | 0% | 28.5437 | -3.998% | PASS | PUBLISH | PRODUCTION | Engine RUN-5F3B32BB976D4AE2 / 2026-09 / Core 0.965
QSOR-0001409 | EXP-0276 | 36.4005 | 0.96002 | 34.9451 |  | 0 | 0% | 34.9451 | -3.998% | PASS | PUBLISH | PRODUCTION | Engine RUN-5F3B32BB976D4AE2 / 2026-09 / Core 0.965
QSOR-0001410 | EXP-0276 | 41.3777 | 0.96002 | 39.7233 |  | 0 | 0% | 39.7233 | -3.998% | PASS | PUBLISH | PRODUCTION | Engine RUN-5F3B32BB976D4AE2 / 2026-09 / Core 0.965
QSOR-0001411 | EXP-0276 | 55.3139 | 0.96002 | 53.1023 |  | 0 | 0% | 53.1023 | -3.998% | PASS | PUBLISH | PRODUCTION | Engine RUN-5F3B32BB976D4AE2 / 2026-09 / Core 0.965
QSOR-0001412 | EXP-0276 | 64.0747 | 0.96002 | 61.5128 |  | 0 | 0% | 61.5128 | -3.998% | PASS | PUBLISH | PRODUCTION | Engine RUN-5F3B32BB976D4AE2 / 2026-09 / Core 0.965
QSOR-0001413 | EXP-0276 | 76.7528 | 0.96002 | 73.6839 |  | 0 | 0% | 73.6839 | -3.998% | PASS | PUBLISH | PRODUCTION | Engine RUN-5F3B32BB976D4AE2 / 2026-09 / Core 0.965
QSOR-0001414 | EXP-0277 | 27.2788 | 0.96002 | 26.1881 |  | 0 | 0% | 26.1881 | -3.998% | PASS | PUBLISH | PRODUCTION | Engine RUN-5F3B32BB976D4AE2 / 2026-09 / Core 0.965
QSOR-0001415 | EXP-0277 | 30.8809 | 0.96002 | 29.6461 |  | 0 | 0% | 29.6461 | -3.998% | PASS | PUBLISH | PRODUCTION | Engine RUN-5F3B32BB976D4AE2 / 2026-09 / Core 0.965
QSOR-0001416 | EXP-0277 | 33.9096 | 0.96002 | 32.5538 |  | 0 | 0% | 32.5538 | -3.998% | PASS | PUBLISH | PRODUCTION | Engine RUN-5F3B32BB976D4AE2 / 2026-09 / Core 0.965
QSOR-0001417 | EXP-0277 | 40.8268 | 0.96002 | 39.1944 |  | 0 | 0% | 39.1944 | -3.998% | PASS | PUBLISH | PRODUCTION | Engine RUN-5F3B32BB976D4AE2 / 2026-09 / Core 0.965
QSOR-0001418 | EXP-0277 | 51.4176 | 0.96002 | 49.3617 |  | 0 | 0% | 49.3617 | -3.998% | PASS | PUBLISH | PRODUCTION | Engine RUN-5F3B32BB976D4AE2 / 2026-09 / Core 0.965
QSOR-0001419 | EXP-0277 | 58.9355 | 0.96002 | 56.5791 |  | 0 | 0% | 56.5791 | -3.998% | PASS | PUBLISH | PRODUCTION | Engine RUN-5F3B32BB976D4AE2 / 2026-09 / Core 0.965
QSOR-0001420 | EXP-0278 | 19.1839 | 0.96002 | 18.4169 |  | 0 | 0% | 18.4169 | -3.998% | PASS | PUBLISH | PRODUCTION | Engine RUN-5F3B32BB976D4AE2 / 2026-09 / Core 0.965
QSOR-0001421 | EXP-0278 | 23.0694 | 0.96002 | 22.147 |  | 0 | 0% | 22.147 | -3.998% | PASS | PUBLISH | PRODUCTION | Engine RUN-5F3B32BB976D4AE2 / 2026-09 / Core 0.965
QSOR-0001422 | EXP-0278 | 29.5372 | 0.96002 | 28.3562 |  | 0 | 0% | 28.3562 | -3.998% | PASS | PUBLISH | PRODUCTION | Engine RUN-5F3B32BB976D4AE2 / 2026-09 / Core 0.965
QSOR-0001423 | EXP-0278 | 39.2082 | 0.96002 | 37.6405 |  | 0 | 0% | 37.6405 | -3.998% | PASS | PUBLISH | PRODUCTION | Engine RUN-5F3B32BB976D4AE2 / 2026-09 / Core 0.965
QSOR-0001424 | EXP-0278 | 46.5615 | 0.96002 | 44.6998 |  | 0 | 0% | 44.6998 | -3.998% | PASS | PUBLISH | PRODUCTION | Engine RUN-5F3B32BB976D4AE2 / 2026-09 / Core 0.965
QSOR-0001425 | EXP-0279 | 32.2651 | 0.96002 | 30.975 |  | 0 | 0% | 30.975 | -3.998% | PASS | PUBLISH | PRODUCTION | Engine RUN-5F3B32BB976D4AE2 / 2026-09 / Core 0.965
QSOR-0001426 | EXP-0279 | 32.9267 | 0.96002 | 31.6102 |  | 0 | 0% | 31.6102 | -3.998% | PASS | PUBLISH | PRODUCTION | Engine RUN-5F3B32BB976D4AE2 / 2026-09 / Core 0.965
QSOR-0001427 | EXP-0279 | 35.5376 | 0.96002 | 34.1166 |  | 0 | 0% | 34.1166 | -3.998% | PASS | PUBLISH | PRODUCTION | Engine RUN-5F3B32BB976D4AE2 / 2026-09 / Core 0.965
QSOR-0001428 | EXP-0279 | 36.4995 | 0.96002 | 35.0401 |  | 0 | 0% | 35.0401 | -3.998% | PASS | PUBLISH | PRODUCTION | Engine RUN-5F3B32BB976D4AE2 / 2026-09 / Core 0.965
QSOR-0001429 | EXP-0279 | 46.1446 | 0.96002 | 44.2995 |  | 0 | 0% | 44.2995 | -3.998% | PASS | PUBLISH | PRODUCTION | Engine RUN-5F3B32BB976D4AE2 / 2026-09 / Core 0.965
QSOR-0001430 | EXP-0279 | 51.2303 | 0.96002 | 49.1819 |  | 0 | 0% | 49.1819 | -3.998% | PASS | PUBLISH | PRODUCTION | Engine RUN-5F3B32BB976D4AE2 / 2026-09 / Core 0.965
QSOR-0001431 | EXP-0279 | 57.0013 | 0.96002 | 54.7222 |  | 0 | 0% | 54.7222 | -3.998% | PASS | PUBLISH | PRODUCTION | Engine RUN-5F3B32BB976D4AE2 / 2026-09 / Core 0.965
QSOR-0001432 | EXP-0280 | 33.274 | 0.96002 | 31.9436 |  | 0 | 0% | 31.9436 | -3.998% | PASS | PUBLISH | PRODUCTION | Engine RUN-5F3B32BB976D4AE2 / 2026-09 / Core 0.965
QSOR-0001433 | EXP-0280 | 41.2618 | 0.96002 | 39.612 |  | 0 | 0% | 39.612 | -3.998% | PASS | PUBLISH | PRODUCTION | Engine RUN-5F3B32BB976D4AE2 / 2026-09 / Core 0.965
QSOR-0001434 | EXP-0280 | 49.1197 | 0.96002 | 47.1557 |  | 0 | 0% | 47.1557 | -3.998% | PASS | PUBLISH | PRODUCTION | Engine RUN-5F3B32BB976D4AE2 / 2026-09 / Core 0.965
QSOR-0001435 | EXP-0280 | 69.4879 | 0.96002 | 66.7095 |  | 0 | 0% | 66.7095 | -3.998% | PASS | PUBLISH | PRODUCTION | Engine RUN-5F3B32BB976D4AE2 / 2026-09 / Core 0.965
QSOR-0001436 | EXP-0280 | 97.1218 | 0.96002 | 93.2385 |  | 0 | 0% | 93.2385 | -3.998% | PASS | PUBLISH | PRODUCTION | Engine RUN-5F3B32BB976D4AE2 / 2026-09 / Core 0.965
QSOR-0001437 | EXP-0280 | 125.5739 | 0.96002 | 120.553 |  | 0 | 0% | 120.553 | -3.998% | PASS | PUBLISH | PRODUCTION | Engine RUN-5F3B32BB976D4AE2 / 2026-09 / Core 0.965
QSOR-0001438 | EXP-0281 | 53.2537 | 0.96002 | 51.1244 |  | 0 | 0% | 51.1244 | -3.998% | PASS | PUBLISH | PRODUCTION | Engine RUN-5F3B32BB976D4AE2 / 2026-09 / Core 0.965
QSOR-0001439 | EXP-0281 | 59.7366 | 0.96002 | 57.3481 |  | 0 | 0% | 57.3481 | -3.998% | PASS | PUBLISH | PRODUCTION | Engine RUN-5F3B32BB976D4AE2 / 2026-09 / Core 0.965
QSOR-0001440 | EXP-0281 | 69.218 | 0.96002 | 66.4504 |  | 0 | 0% | 66.4504 | -3.998% | PASS | PUBLISH | PRODUCTION | Engine RUN-5F3B32BB976D4AE2 / 2026-09 / Core 0.965
QSOR-0001441 | EXP-0281 | 80.2378 | 0.96002 | 77.0296 |  | 0 | 0% | 77.0296 | -3.998% | PASS | PUBLISH | PRODUCTION | Engine RUN-5F3B32BB976D4AE2 / 2026-09 / Core 0.965
QSOR-0001442 | EXP-0281 | 106.3955 | 0.96002 | 102.1414 |  | 0 | 0% | 102.1414 | -3.998% | PASS | PUBLISH | PRODUCTION | Engine RUN-5F3B32BB976D4AE2 / 2026-09 / Core 0.965
QSOR-0001443 | EXP-0281 | 123.5674 | 0.96002 | 118.6267 |  | 0 | 0% | 118.6267 | -3.998% | PASS | PUBLISH | PRODUCTION | Engine RUN-5F3B32BB976D4AE2 / 2026-09 / Core 0.965
QSOR-0001444 | EXP-0282 | 59.9033 | 0.96002 | 57.5082 |  | 0 | 0% | 57.5082 | -3.998% | PASS | PUBLISH | PRODUCTION | Engine RUN-5F3B32BB976D4AE2 / 2026-09 / Core 0.965
QSOR-0001445 | EXP-0282 | 66.0205 | 0.96002 | 63.3807 |  | 0 | 0% | 63.3807 | -3.998% | PASS | PUBLISH | PRODUCTION | Engine RUN-5F3B32BB976D4AE2 / 2026-09 / Core 0.965
QSOR-0001446 | EXP-0282 | 71.7444 | 0.96002 | 68.8758 |  | 0 | 0% | 68.8758 | -3.998% | PASS | PUBLISH | PRODUCTION | Engine RUN-5F3B32BB976D4AE2 / 2026-09 / Core 0.965
QSOR-0001447 | EXP-0282 | 79.203 | 0.96002 | 76.0361 |  | 0 | 0% | 76.0361 | -3.998% | PASS | PUBLISH | PRODUCTION | Engine RUN-5F3B32BB976D4AE2 / 2026-09 / Core 0.965
QSOR-0001448 | EXP-0282 | 87.1387 | 0.96002 | 83.6545 |  | 0 | 0% | 83.6545 | -3.998% | PASS | PUBLISH | PRODUCTION | Engine RUN-5F3B32BB976D4AE2 / 2026-09 / Core 0.965
QSOR-0001449 | EXP-0282 | 95.8769 | 0.96002 | 92.0434 |  | 0 | 0% | 92.0434 | -3.998% | PASS | PUBLISH | PRODUCTION | Engine RUN-5F3B32BB976D4AE2 / 2026-09 / Core 0.965
QSOR-0001450 | EXP-0282 | 105.382 | 0.96002 | 101.1685 |  | 0 | 0% | 101.1685 | -3.998% | PASS | PUBLISH | PRODUCTION | Engine RUN-5F3B32BB976D4AE2 / 2026-09 / Core 0.965
QSOR-0001451 | EXP-0282 | 116.0403 | 0.96002 | 111.4005 |  | 0 | 0% | 111.4005 | -3.998% | PASS | PUBLISH | PRODUCTION | Engine RUN-5F3B32BB976D4AE2 / 2026-09 / Core 0.965
QSOR-0001452 | EXP-0282 | 127.6103 | 0.96002 | 122.5079 |  | 0 | 0% | 122.5079 | -3.998% | PASS | PUBLISH | PRODUCTION | Engine RUN-5F3B32BB976D4AE2 / 2026-09 / Core 0.965
QSOR-0001453 | EXP-0283 | 37.1448 | 0.96002 | 35.6596 |  | 0 | 0% | 35.6596 | -3.998% | PASS | PUBLISH | PRODUCTION | Engine RUN-5F3B32BB976D4AE2 / 2026-09 / Core 0.965
QSOR-0001454 | EXP-0283 | 42.5623 | 0.96002 | 40.8605 |  | 0 | 0% | 40.8605 | -3.998% | PASS | PUBLISH | PRODUCTION | Engine RUN-5F3B32BB976D4AE2 / 2026-09 / Core 0.965
QSOR-0001455 | EXP-0283 | 44.6158 | 0.96002 | 42.8319 |  | 0 | 0% | 42.8319 | -3.998% | PASS | PUBLISH | PRODUCTION | Engine RUN-5F3B32BB976D4AE2 / 2026-09 / Core 0.965
QSOR-0001456 | EXP-0283 | 47.4725 | 0.96002 | 45.5743 |  | 0 | 0% | 45.5743 | -3.998% | PASS | PUBLISH | PRODUCTION | Engine RUN-5F3B32BB976D4AE2 / 2026-09 / Core 0.965
QSOR-0001457 | EXP-0283 | 53.0381 | 0.96002 | 50.9174 |  | 0 | 0% | 50.9174 | -3.998% | PASS | PUBLISH | PRODUCTION | Engine RUN-5F3B32BB976D4AE2 / 2026-09 / Core 0.965
QSOR-0001458 | EXP-0283 | 59.4985 | 0.96002 | 57.1195 |  | 0 | 0% | 57.1195 | -3.998% | PASS | PUBLISH | PRODUCTION | Engine RUN-5F3B32BB976D4AE2 / 2026-09 / Core 0.965
QSOR-0001459 | EXP-0283 | 68.8112 | 0.96002 | 66.0599 |  | 0 | 0% | 66.0599 | -3.998% | PASS | PUBLISH | PRODUCTION | Engine RUN-5F3B32BB976D4AE2 / 2026-09 / Core 0.965
QSOR-0001460 | EXP-0283 | 82.0638 | 0.96002 | 78.7826 |  | 0 | 0% | 78.7826 | -3.998% | PASS | PUBLISH | PRODUCTION | Engine RUN-5F3B32BB976D4AE2 / 2026-09 / Core 0.965
QSOR-0001461 | EXP-0283 | 100.0352 | 0.96002 | 96.0354 |  | 0 | 0% | 96.0354 | -3.998% | PASS | PUBLISH | PRODUCTION | Engine RUN-5F3B32BB976D4AE2 / 2026-09 / Core 0.965
QSOR-0001462 | EXP-0283 | 163.4544 | 0.96002 | 156.9189 |  | 0 | 0% | 156.9189 | -3.998% | PASS | PUBLISH | PRODUCTION | Engine RUN-5F3B32BB976D4AE2 / 2026-09 / Core 0.965
QSOR-0001463 | EXP-0283 | 223.3935 | 0.96002 | 214.4614 |  | 0 | 0% | 214.4614 | -3.998% | PASS | PUBLISH | PRODUCTION | Engine RUN-5F3B32BB976D4AE2 / 2026-09 / Core 0.965
QSOR-0001464 | EXP-0283 | 259.5379 | 0.96002 | 249.1606 |  | 0 | 0% | 249.1606 | -3.998% | PASS | PUBLISH | PRODUCTION | Engine RUN-5F3B32BB976D4AE2 / 2026-09 / Core 0.965
QSOR-0001465 | EXP-0284 | 29.6061 | 0.96002 | 28.4223 |  | 0 | 0% | 28.4223 | -3.998% | PASS | PUBLISH | PRODUCTION | Engine RUN-5F3B32BB976D4AE2 / 2026-09 / Core 0.965
QSOR-0001466 | EXP-0284 | 34.1644 | 0.96002 | 32.7984 |  | 0 | 0% | 32.7984 | -3.998% | PASS | PUBLISH | PRODUCTION | Engine RUN-5F3B32BB976D4AE2 / 2026-09 / Core 0.965
QSOR-0001467 | EXP-0284 | 35.9957 | 0.96002 | 34.5565 |  | 0 | 0% | 34.5565 | -3.998% | PASS | PUBLISH | PRODUCTION | Engine RUN-5F3B32BB976D4AE2 / 2026-09 / Core 0.965
QSOR-0001468 | EXP-0284 | 37.8524 | 0.96002 | 36.3389 |  | 0 | 0% | 36.3389 | -3.998% | PASS | PUBLISH | PRODUCTION | Engine RUN-5F3B32BB976D4AE2 / 2026-09 / Core 0.965
QSOR-0001469 | EXP-0284 | 42.2119 | 0.96002 | 40.5241 |  | 0 | 0% | 40.5241 | -3.998% | PASS | PUBLISH | PRODUCTION | Engine RUN-5F3B32BB976D4AE2 / 2026-09 / Core 0.965
QSOR-0001470 | EXP-0284 | 47.1294 | 0.96002 | 45.245 |  | 0 | 0% | 45.245 | -3.998% | PASS | PUBLISH | PRODUCTION | Engine RUN-5F3B32BB976D4AE2 / 2026-09 / Core 0.965
QSOR-0001471 | EXP-0284 | 54.0985 | 0.96002 | 51.9355 |  | 0 | 0% | 51.9355 | -3.998% | PASS | PUBLISH | PRODUCTION | Engine RUN-5F3B32BB976D4AE2 / 2026-09 / Core 0.965
QSOR-0001472 | EXP-0284 | 64.6875 | 0.96002 | 62.101 |  | 0 | 0% | 62.101 | -3.998% | PASS | PUBLISH | PRODUCTION | Engine RUN-5F3B32BB976D4AE2 / 2026-09 / Core 0.965
QSOR-0001473 | EXP-0284 | 79.0076 | 0.96002 | 75.8486 |  | 0 | 0% | 75.8486 | -3.998% | PASS | PUBLISH | PRODUCTION | Engine RUN-5F3B32BB976D4AE2 / 2026-09 / Core 0.965
QSOR-0001474 | EXP-0284 | 129.812 | 0.96002 | 124.6217 |  | 0 | 0% | 124.6217 | -3.998% | PASS | PUBLISH | PRODUCTION | Engine RUN-5F3B32BB976D4AE2 / 2026-09 / Core 0.965
QSOR-0001475 | EXP-0284 | 177.7355 | 0.96002 | 170.6289 |  | 0 | 0% | 170.6289 | -3.998% | PASS | PUBLISH | PRODUCTION | Engine RUN-5F3B32BB976D4AE2 / 2026-09 / Core 0.965
QSOR-0001476 | EXP-0284 | 206.2671 | 0.96002 | 198.0198 |  | 0 | 0% | 198.0198 | -3.998% | PASS | PUBLISH | PRODUCTION | Engine RUN-5F3B32BB976D4AE2 / 2026-09 / Core 0.965
QSOR-0001477 | EXP-0285 | 8.1756 | 0.96002 | 7.8487 |  | 0 | 0% | 7.8487 | -3.998% | PASS | PUBLISH | PRODUCTION | Engine RUN-5F3B32BB976D4AE2 / 2026-09 / Core 0.965
QSOR-0001478 | EXP-0285 | 8.4783 | 0.96002 | 8.1393 |  | 0 | 0% | 8.1393 | -3.998% | PASS | PUBLISH | PRODUCTION | Engine RUN-5F3B32BB976D4AE2 / 2026-09 / Core 0.965
QSOR-0001479 | EXP-0285 | 9.1999 | 0.96002 | 8.8321 |  | 0 | 0% | 8.8321 | -3.998% | PASS | PUBLISH | PRODUCTION | Engine RUN-5F3B32BB976D4AE2 / 2026-09 / Core 0.965
QSOR-0001480 | EXP-0285 | 10.9017 | 0.96002 | 10.4658 |  | 0 | 0% | 10.4658 | -3.998% | PASS | PUBLISH | PRODUCTION | Engine RUN-5F3B32BB976D4AE2 / 2026-09 / Core 0.965
QSOR-0001481 | EXP-0285 | 13.2386 | 0.96002 | 12.7093 |  | 0 | 0% | 12.7093 | -3.998% | PASS | PUBLISH | PRODUCTION | Engine RUN-5F3B32BB976D4AE2 / 2026-09 / Core 0.965
QSOR-0001482 | EXP-0285 | 14.7522 | 0.96002 | 14.1623 |  | 0 | 0% | 14.1623 | -3.998% | PASS | PUBLISH | PRODUCTION | Engine RUN-5F3B32BB976D4AE2 / 2026-09 / Core 0.965
QSOR-0001483 | EXP-0285 | 19.3611 | 0.96002 | 18.587 |  | 0 | 0% | 18.587 | -3.998% | PASS | PUBLISH | PRODUCTION | Engine RUN-5F3B32BB976D4AE2 / 2026-09 / Core 0.965
QSOR-0001484 | EXP-0285 | 24.9461 | 0.96002 | 23.9487 |  | 0 | 0% | 23.9487 | -3.998% | PASS | PUBLISH | PRODUCTION | Engine RUN-5F3B32BB976D4AE2 / 2026-09 / Core 0.965
QSOR-0001485 | EXP-0285 | 30.0981 | 0.96002 | 28.8947 |  | 0 | 0% | 28.8947 | -3.998% | PASS | PUBLISH | PRODUCTION | Engine RUN-5F3B32BB976D4AE2 / 2026-09 / Core 0.965
QSOR-0001486 | EXP-0286 | 43.9725 | 0.96002 | 42.2143 |  | 0 | 0% | 42.2143 | -3.998% | PASS | PUBLISH | PRODUCTION | Engine RUN-5F3B32BB976D4AE2 / 2026-09 / Core 0.965
QSOR-0001487 | EXP-0286 | 48.7968 | 0.96002 | 46.8458 |  | 0 | 0% | 46.8458 | -3.998% | PASS | PUBLISH | PRODUCTION | Engine RUN-5F3B32BB976D4AE2 / 2026-09 / Core 0.965
QSOR-0001488 | EXP-0286 | 50.9045 | 0.96002 | 48.8691 |  | 0 | 0% | 48.8691 | -3.998% | PASS | PUBLISH | PRODUCTION | Engine RUN-5F3B32BB976D4AE2 / 2026-09 / Core 0.965
QSOR-0001489 | EXP-0286 | 54.7845 | 0.96002 | 52.594 |  | 0 | 0% | 52.594 | -3.998% | PASS | PUBLISH | PRODUCTION | Engine RUN-5F3B32BB976D4AE2 / 2026-09 / Core 0.965
QSOR-0001490 | EXP-0286 | 57.8874 | 0.96002 | 55.5728 |  | 0 | 0% | 55.5728 | -3.998% | PASS | PUBLISH | PRODUCTION | Engine RUN-5F3B32BB976D4AE2 / 2026-09 / Core 0.965
QSOR-0001491 | EXP-0286 | 65.0042 | 0.96002 | 62.4051 |  | 0 | 0% | 62.4051 | -3.998% | PASS | PUBLISH | PRODUCTION | Engine RUN-5F3B32BB976D4AE2 / 2026-09 / Core 0.965
QSOR-0001492 | EXP-0286 | 84.9878 | 0.96002 | 81.5896 |  | 0 | 0% | 81.5896 | -3.998% | PASS | PUBLISH | PRODUCTION | Engine RUN-5F3B32BB976D4AE2 / 2026-09 / Core 0.965
QSOR-0001493 | EXP-0286 | 109.9955 | 0.96002 | 105.5974 |  | 0 | 0% | 105.5974 | -3.998% | PASS | PUBLISH | PRODUCTION | Engine RUN-5F3B32BB976D4AE2 / 2026-09 / Core 0.965
QSOR-0001494 | EXP-0286 | 128.6511 | 0.96002 | 123.5071 |  | 0 | 0% | 123.5071 | -3.998% | PASS | PUBLISH | PRODUCTION | Engine RUN-5F3B32BB976D4AE2 / 2026-09 / Core 0.965
QSOR-0001495 | EXP-0286 | 204.5337 | 0.96002 | 196.3556 |  | 0 | 0% | 196.3556 | -3.998% | PASS | PUBLISH | PRODUCTION | Engine RUN-5F3B32BB976D4AE2 / 2026-09 / Core 0.965
QSOR-0001496 | EXP-0286 | 222.0601 | 0.96002 | 213.1813 |  | 0 | 0% | 213.1813 | -3.998% | PASS | PUBLISH | PRODUCTION | Engine RUN-5F3B32BB976D4AE2 / 2026-09 / Core 0.965
QSOR-0001497 | EXP-0287 | 22.661 | 0.96002 | 21.7549 |  | 0 | 0% | 21.7549 | -3.998% | PASS | PUBLISH | PRODUCTION | Engine RUN-5F3B32BB976D4AE2 / 2026-09 / Core 0.965
QSOR-0001498 | EXP-0287 | 30.977 | 0.96002 | 29.7384 |  | 0 | 0% | 29.7384 | -3.998% | PASS | PUBLISH | PRODUCTION | Engine RUN-5F3B32BB976D4AE2 / 2026-09 / Core 0.965
QSOR-0001499 | EXP-0287 | 34.8944 | 0.96002 | 33.4991 |  | 0 | 0% | 33.4991 | -3.998% | PASS | PUBLISH | PRODUCTION | Engine RUN-5F3B32BB976D4AE2 / 2026-09 / Core 0.965
QSOR-0001500 | EXP-0287 | 42.3558 | 0.96002 | 40.6623 |  | 0 | 0% | 40.6623 | -3.998% | PASS | PUBLISH | PRODUCTION | Engine RUN-5F3B32BB976D4AE2 / 2026-09 / Core 0.965
QSOR-0001501 | EXP-0287 | 48.3153 | 0.96002 | 46.3835 |  | 0 | 0% | 46.3835 | -3.998% | PASS | PUBLISH | PRODUCTION | Engine RUN-5F3B32BB976D4AE2 / 2026-09 / Core 0.965
QSOR-0001502 | EXP-0287 | 58.9145 | 0.96002 | 56.5588 |  | 0 | 0% | 56.5588 | -3.998% | PASS | PUBLISH | PRODUCTION | Engine RUN-5F3B32BB976D4AE2 / 2026-09 / Core 0.965
QSOR-0001503 | EXP-0287 | 80.8495 | 0.96002 | 77.6168 |  | 0 | 0% | 77.6168 | -3.998% | PASS | PUBLISH | PRODUCTION | Engine RUN-5F3B32BB976D4AE2 / 2026-09 / Core 0.965
QSOR-0001504 | EXP-0287 | 100.7941 | 0.96002 | 96.7639 |  | 0 | 0% | 96.7639 | -3.998% | PASS | PUBLISH | PRODUCTION | Engine RUN-5F3B32BB976D4AE2 / 2026-09 / Core 0.965
QSOR-0001505 | EXP-0287 | 148.6499 | 0.96002 | 142.7063 |  | 0 | 0% | 142.7063 | -3.998% | PASS | PUBLISH | PRODUCTION | Engine RUN-5F3B32BB976D4AE2 / 2026-09 / Core 0.965
QSOR-0001506 | EXP-0287 | 214.9384 | 0.96002 | 206.3443 |  | 0 | 0% | 206.3443 | -3.998% | PASS | PUBLISH | PRODUCTION | Engine RUN-5F3B32BB976D4AE2 / 2026-09 / Core 0.965
QSOR-0001507 | EXP-0287 | 293.1155 | 0.96002 | 281.3956 |  | 0 | 0% | 281.3956 | -3.998% | PASS | PUBLISH | PRODUCTION | Engine RUN-5F3B32BB976D4AE2 / 2026-09 / Core 0.965
QSOR-0001508 | EXP-0288 | 29.4885 | 0.96002 | 28.3094 |  | 0 | 0% | 28.3094 | -3.998% | PASS | PUBLISH | PRODUCTION | Engine RUN-5F3B32BB976D4AE2 / 2026-09 / Core 0.965
QSOR-0001509 | EXP-0288 | 38.787 | 0.96002 | 37.2361 |  | 0 | 0% | 37.2361 | -3.998% | PASS | PUBLISH | PRODUCTION | Engine RUN-5F3B32BB976D4AE2 / 2026-09 / Core 0.965
QSOR-0001510 | EXP-0288 | 47.2784 | 0.96002 | 45.388 |  | 0 | 0% | 45.388 | -3.998% | PASS | PUBLISH | PRODUCTION | Engine RUN-5F3B32BB976D4AE2 / 2026-09 / Core 0.965
QSOR-0001511 | EXP-0288 | 58.1047 | 0.96002 | 55.7814 |  | 0 | 0% | 55.7814 | -3.998% | PASS | PUBLISH | PRODUCTION | Engine RUN-5F3B32BB976D4AE2 / 2026-09 / Core 0.965
QSOR-0001512 | EXP-0288 | 69.6392 | 0.96002 | 66.8548 |  | 0 | 0% | 66.8548 | -3.998% | PASS | PUBLISH | PRODUCTION | Engine RUN-5F3B32BB976D4AE2 / 2026-09 / Core 0.965
QSOR-0001513 | EXP-0288 | 90.3577 | 0.96002 | 86.7448 |  | 0 | 0% | 86.7448 | -3.998% | PASS | PUBLISH | PRODUCTION | Engine RUN-5F3B32BB976D4AE2 / 2026-09 / Core 0.965
QSOR-0001514 | EXP-0288 | 174.2427 | 0.96002 | 167.2758 |  | 0 | 0% | 167.2758 | -3.998% | PASS | PUBLISH | PRODUCTION | Engine RUN-5F3B32BB976D4AE2 / 2026-09 / Core 0.965
QSOR-0001515 | EXP-0288 | 202.013 | 0.96002 | 193.9358 |  | 0 | 0% | 193.9358 | -3.998% | PASS | PUBLISH | PRODUCTION | Engine RUN-5F3B32BB976D4AE2 / 2026-09 / Core 0.965
QSOR-0001516 | EXP-0288 | 222.6617 | 0.96002 | 213.7588 |  | 0 | 0% | 213.7588 | -3.998% | PASS | PUBLISH | PRODUCTION | Engine RUN-5F3B32BB976D4AE2 / 2026-09 / Core 0.965
QSOR-0001517 | EXP-0288 | 244.4241 | 0.96002 | 234.6511 |  | 0 | 0% | 234.6511 | -3.998% | PASS | PUBLISH | PRODUCTION | Engine RUN-5F3B32BB976D4AE2 / 2026-09 / Core 0.965
QSOR-0001518 | EXP-0288 | 269.6718 | 0.96002 | 258.8893 |  | 0 | 0% | 258.8893 | -3.998% | PASS | PUBLISH | PRODUCTION | Engine RUN-5F3B32BB976D4AE2 / 2026-09 / Core 0.965
QSOR-0001519 | EXP-0289 | 26.152 | 0.96002 | 25.1063 |  | 0 | 0% | 25.1063 | -3.998% | PASS | PUBLISH | PRODUCTION | Engine RUN-5F3B32BB976D4AE2 / 2026-09 / Core 0.965
QSOR-0001520 | EXP-0289 | 34.0259 | 0.96002 | 32.6654 |  | 0 | 0% | 32.6654 | -3.998% | PASS | PUBLISH | PRODUCTION | Engine RUN-5F3B32BB976D4AE2 / 2026-09 / Core 0.965
QSOR-0001521 | EXP-0289 | 39.4541 | 0.96002 | 37.8766 |  | 0 | 0% | 37.8766 | -3.998% | PASS | PUBLISH | PRODUCTION | Engine RUN-5F3B32BB976D4AE2 / 2026-09 / Core 0.965
QSOR-0001522 | EXP-0289 | 46.5638 | 0.96002 | 44.702 |  | 0 | 0% | 44.702 | -3.998% | PASS | PUBLISH | PRODUCTION | Engine RUN-5F3B32BB976D4AE2 / 2026-09 / Core 0.965
QSOR-0001523 | EXP-0289 | 53.8977 | 0.96002 | 51.7427 |  | 0 | 0% | 51.7427 | -3.998% | PASS | PUBLISH | PRODUCTION | Engine RUN-5F3B32BB976D4AE2 / 2026-09 / Core 0.965
QSOR-0001524 | EXP-0289 | 67.0111 | 0.96002 | 64.3318 |  | 0 | 0% | 64.3318 | -3.998% | PASS | PUBLISH | PRODUCTION | Engine RUN-5F3B32BB976D4AE2 / 2026-09 / Core 0.965
QSOR-0001525 | EXP-0289 | 89.3987 | 0.96002 | 85.8242 |  | 0 | 0% | 85.8242 | -3.998% | PASS | PUBLISH | PRODUCTION | Engine RUN-5F3B32BB976D4AE2 / 2026-09 / Core 0.965
QSOR-0001526 | EXP-0289 | 108.0009 | 0.96002 | 103.6826 |  | 0 | 0% | 103.6826 | -3.998% | PASS | PUBLISH | PRODUCTION | Engine RUN-5F3B32BB976D4AE2 / 2026-09 / Core 0.965
QSOR-0001527 | EXP-0289 | 162.2306 | 0.96002 | 155.744 |  | 0 | 0% | 155.744 | -3.998% | PASS | PUBLISH | PRODUCTION | Engine RUN-5F3B32BB976D4AE2 / 2026-09 / Core 0.965
QSOR-0001528 | EXP-0289 | 292.3763 | 0.96002 | 280.686 |  | 0 | 0% | 280.686 | -3.998% | PASS | PUBLISH | PRODUCTION | Engine RUN-5F3B32BB976D4AE2 / 2026-09 / Core 0.965
QSOR-0001529 | EXP-0290 | 38.2952 | 0.96002 | 36.764 |  | 0 | 0% | 36.764 | -3.998% | PASS | PUBLISH | PRODUCTION | Engine RUN-5F3B32BB976D4AE2 / 2026-09 / Core 0.965
QSOR-0001530 | EXP-0290 | 41.4284 | 0.96002 | 39.772 |  | 0 | 0% | 39.772 | -3.998% | PASS | PUBLISH | PRODUCTION | Engine RUN-5F3B32BB976D4AE2 / 2026-09 / Core 0.965
QSOR-0001531 | EXP-0290 | 56.4093 | 0.96002 | 54.1538 |  | 0 | 0% | 54.1538 | -3.998% | PASS | PUBLISH | PRODUCTION | Engine RUN-5F3B32BB976D4AE2 / 2026-09 / Core 0.965
QSOR-0001532 | EXP-0290 | 64.5509 | 0.96002 | 61.9699 |  | 0 | 0% | 61.9699 | -3.998% | PASS | PUBLISH | PRODUCTION | Engine RUN-5F3B32BB976D4AE2 / 2026-09 / Core 0.965
QSOR-0001533 | EXP-0290 | 59.6135 | 0.96002 | 57.2299 |  | 0 | 0% | 57.2299 | -3.998% | PASS | PUBLISH | PRODUCTION | Engine RUN-5F3B32BB976D4AE2 / 2026-09 / Core 0.965
QSOR-0001534 | EXP-0290 | 72.4364 | 0.96002 | 69.5401 |  | 0 | 0% | 69.5401 | -3.998% | PASS | PUBLISH | PRODUCTION | Engine RUN-5F3B32BB976D4AE2 / 2026-09 / Core 0.965
QSOR-0001535 | EXP-0290 | 78.06 | 0.96002 | 74.9388 |  | 0 | 0% | 74.9388 | -3.998% | PASS | PUBLISH | PRODUCTION | Engine RUN-5F3B32BB976D4AE2 / 2026-09 / Core 0.965
QSOR-0001536 | EXP-0290 | 89.7138 | 0.96002 | 86.1267 |  | 0 | 0% | 86.1267 | -3.998% | PASS | PUBLISH | PRODUCTION | Engine RUN-5F3B32BB976D4AE2 / 2026-09 / Core 0.965
QSOR-0001537 | EXP-0290 | 98.8601 | 0.96002 | 94.9073 |  | 0 | 0% | 94.9073 | -3.998% | PASS | PUBLISH | PRODUCTION | Engine RUN-5F3B32BB976D4AE2 / 2026-09 / Core 0.965
QSOR-0001538 | EXP-0290 | 118.0868 | 0.96002 | 113.3653 |  | 0 | 0% | 113.3653 | -3.998% | PASS | PUBLISH | PRODUCTION | Engine RUN-5F3B32BB976D4AE2 / 2026-09 / Core 0.965
QSOR-0001539 | EXP-0290 | 182.0343 | 0.96002 | 174.7559 |  | 0 | 0% | 174.7559 | -3.998% | PASS | PUBLISH | PRODUCTION | Engine RUN-5F3B32BB976D4AE2 / 2026-09 / Core 0.965
QSOR-0001540 | EXP-0290 | 312.9526 | 0.96002 | 300.4395 |  | 0 | 0% | 300.4395 | -3.998% | PASS | PUBLISH | PRODUCTION | Engine RUN-5F3B32BB976D4AE2 / 2026-09 / Core 0.965
QSOR-0001541 | EXP-0290 | 356.4579 | 0.96002 | 342.2054 |  | 0 | 0% | 342.2054 | -3.998% | PASS | PUBLISH | PRODUCTION | Engine RUN-5F3B32BB976D4AE2 / 2026-09 / Core 0.965
QSOR-0001542 | EXP-0291 | 14.4256 | 0.96002 | 13.8488 |  | 0 | 0% | 13.8488 | -3.998% | PASS | PUBLISH | PRODUCTION | Engine RUN-5F3B32BB976D4AE2 / 2026-09 / Core 0.965
QSOR-0001543 | EXP-0291 | 19.6067 | 0.96002 | 18.8227 |  | 0 | 0% | 18.8227 | -3.998% | PASS | PUBLISH | PRODUCTION | Engine RUN-5F3B32BB976D4AE2 / 2026-09 / Core 0.965
QSOR-0001544 | EXP-0291 | 24.8603 | 0.96002 | 23.8663 |  | 0 | 0% | 23.8663 | -3.998% | PASS | PUBLISH | PRODUCTION | Engine RUN-5F3B32BB976D4AE2 / 2026-09 / Core 0.965
QSOR-0001545 | EXP-0291 | 31.2944 | 0.96002 | 30.0431 |  | 0 | 0% | 30.0431 | -3.998% | PASS | PUBLISH | PRODUCTION | Engine RUN-5F3B32BB976D4AE2 / 2026-09 / Core 0.965
QSOR-0001546 | EXP-0291 | 35.4102 | 0.96002 | 33.9944 |  | 0 | 0% | 33.9944 | -3.998% | PASS | PUBLISH | PRODUCTION | Engine RUN-5F3B32BB976D4AE2 / 2026-09 / Core 0.965
QSOR-0001547 | EXP-0291 | 44.7555 | 0.96002 | 42.966 |  | 0 | 0% | 42.966 | -3.998% | PASS | PUBLISH | PRODUCTION | Engine RUN-5F3B32BB976D4AE2 / 2026-09 / Core 0.965
QSOR-0001548 | EXP-0291 | 73.1524 | 0.96002 | 70.2275 |  | 0 | 0% | 70.2275 | -3.998% | PASS | PUBLISH | PRODUCTION | Engine RUN-5F3B32BB976D4AE2 / 2026-09 / Core 0.965
QSOR-0001549 | EXP-0291 | 112.9716 | 0.96002 | 108.4545 |  | 0 | 0% | 108.4545 | -3.998% | PASS | PUBLISH | PRODUCTION | Engine RUN-5F3B32BB976D4AE2 / 2026-09 / Core 0.965
QSOR-0001550 | EXP-0291 | 198.775 | 0.96002 | 190.8272 |  | 0 | 0% | 190.8272 | -3.998% | PASS | PUBLISH | PRODUCTION | Engine RUN-5F3B32BB976D4AE2 / 2026-09 / Core 0.965
QSOR-0001551 | EXP-0292 | 21.5793 | 0.96002 | 20.7165 |  | 0 | 0% | 20.7165 | -3.998% | PASS | PUBLISH | PRODUCTION | Engine RUN-5F3B32BB976D4AE2 / 2026-09 / Core 0.965
QSOR-0001552 | EXP-0292 | 26.6254 | 0.96002 | 25.5608 |  | 0 | 0% | 25.5608 | -3.998% | PASS | PUBLISH | PRODUCTION | Engine RUN-5F3B32BB976D4AE2 / 2026-09 / Core 0.965
QSOR-0001553 | EXP-0292 | 35.1218 | 0.96002 | 33.7175 |  | 0 | 0% | 33.7175 | -3.998% | PASS | PUBLISH | PRODUCTION | Engine RUN-5F3B32BB976D4AE2 / 2026-09 / Core 0.965
QSOR-0001554 | EXP-0292 | 50.8633 | 0.96002 | 48.8296 |  | 0 | 0% | 48.8296 | -3.998% | PASS | PUBLISH | PRODUCTION | Engine RUN-5F3B32BB976D4AE2 / 2026-09 / Core 0.965
QSOR-0001555 | EXP-0292 | 56.203 | 0.96002 | 53.9558 |  | 0 | 0% | 53.9558 | -3.998% | PASS | PUBLISH | PRODUCTION | Engine RUN-5F3B32BB976D4AE2 / 2026-09 / Core 0.965
QSOR-0001556 | EXP-0292 | 77.7523 | 0.96002 | 74.6435 |  | 0 | 0% | 74.6435 | -3.998% | PASS | PUBLISH | PRODUCTION | Engine RUN-5F3B32BB976D4AE2 / 2026-09 / Core 0.965
QSOR-0001557 | EXP-0292 | 116.3022 | 0.96002 | 111.652 |  | 0 | 0% | 111.652 | -3.998% | PASS | PUBLISH | PRODUCTION | Engine RUN-5F3B32BB976D4AE2 / 2026-09 / Core 0.965
QSOR-0001558 | EXP-0292 | 172.1541 | 0.96002 | 165.2707 |  | 0 | 0% | 165.2707 | -3.998% | PASS | PUBLISH | PRODUCTION | Engine RUN-5F3B32BB976D4AE2 / 2026-09 / Core 0.965
QSOR-0001559 | EXP-0292 | 281.8256 | 0.96002 | 270.5571 |  | 0 | 0% | 270.5571 | -3.998% | PASS | PUBLISH | PRODUCTION | Engine RUN-5F3B32BB976D4AE2 / 2026-09 / Core 0.965
QSOR-0001560 | EXP-0293 | 34.2669 | 0.96002 | 32.8968 |  | 0 | 0% | 32.8968 | -3.998% | PASS | PUBLISH | PRODUCTION | Engine RUN-5F3B32BB976D4AE2 / 2026-09 / Core 0.965
QSOR-0001561 | EXP-0293 | 45.0879 | 0.96002 | 43.2851 |  | 0 | 0% | 43.2851 | -3.998% | PASS | PUBLISH | PRODUCTION | Engine RUN-5F3B32BB976D4AE2 / 2026-09 / Core 0.965
QSOR-0001562 | EXP-0293 | 52.2111 | 0.96002 | 50.1235 |  | 0 | 0% | 50.1235 | -3.998% | PASS | PUBLISH | PRODUCTION | Engine RUN-5F3B32BB976D4AE2 / 2026-09 / Core 0.965
QSOR-0001563 | EXP-0293 | 64.6514 | 0.96002 | 62.0664 |  | 0 | 0% | 62.0664 | -3.998% | PASS | PUBLISH | PRODUCTION | Engine RUN-5F3B32BB976D4AE2 / 2026-09 / Core 0.965
QSOR-0001564 | EXP-0293 | 76.2756 | 0.96002 | 73.2258 |  | 0 | 0% | 73.2258 | -3.998% | PASS | PUBLISH | PRODUCTION | Engine RUN-5F3B32BB976D4AE2 / 2026-09 / Core 0.965
QSOR-0001565 | EXP-0293 | 93.4465 | 0.96002 | 89.7101 |  | 0 | 0% | 89.7101 | -3.998% | PASS | PUBLISH | PRODUCTION | Engine RUN-5F3B32BB976D4AE2 / 2026-09 / Core 0.965
QSOR-0001566 | EXP-0293 | 162.511 | 0.96002 | 156.0132 |  | 0 | 0% | 156.0132 | -3.998% | PASS | PUBLISH | PRODUCTION | Engine RUN-5F3B32BB976D4AE2 / 2026-09 / Core 0.965
QSOR-0001567 | EXP-0293 | 190.6422 | 0.96002 | 183.0196 |  | 0 | 0% | 183.0196 | -3.998% | PASS | PUBLISH | PRODUCTION | Engine RUN-5F3B32BB976D4AE2 / 2026-09 / Core 0.965
QSOR-0001568 | EXP-0293 | 290.1502 | 0.96002 | 278.5489 |  | 0 | 0% | 278.5489 | -3.998% | PASS | PUBLISH | PRODUCTION | Engine RUN-5F3B32BB976D4AE2 / 2026-09 / Core 0.965
QSOR-0001569 | EXP-0293 | 426.9593 | 0.96002 | 409.8879 |  | 0 | 0% | 409.8879 | -3.998% | PASS | PUBLISH | PRODUCTION | Engine RUN-5F3B32BB976D4AE2 / 2026-09 / Core 0.965
QSOR-0001570 | EXP-0293 | 583.062 | 0.96002 | 559.7489 |  | 0 | 0% | 559.7489 | -3.998% | PASS | PUBLISH | PRODUCTION | Engine RUN-5F3B32BB976D4AE2 / 2026-09 / Core 0.965
QSOR-0001571 | EXP-0294 | 52.8512 | 0.96002 | 50.738 |  | 0 | 0% | 50.738 | -3.998% | PASS | PUBLISH | PRODUCTION | Engine RUN-5F3B32BB976D4AE2 / 2026-09 / Core 0.965
QSOR-0001572 | EXP-0294 | 61.0195 | 0.96002 | 58.5798 |  | 0 | 0% | 58.5798 | -3.998% | PASS | PUBLISH | PRODUCTION | Engine RUN-5F3B32BB976D4AE2 / 2026-09 / Core 0.965
QSOR-0001573 | EXP-0294 | 61.3744 | 0.96002 | 58.9204 |  | 0 | 0% | 58.9204 | -3.998% | PASS | PUBLISH | PRODUCTION | Engine RUN-5F3B32BB976D4AE2 / 2026-09 / Core 0.965
QSOR-0001574 | EXP-0294 | 76.2118 | 0.96002 | 73.1646 |  | 0 | 0% | 73.1646 | -3.998% | PASS | PUBLISH | PRODUCTION | Engine RUN-5F3B32BB976D4AE2 / 2026-09 / Core 0.965
QSOR-0001575 | EXP-0294 | 89.1594 | 0.96002 | 85.5944 |  | 0 | 0% | 85.5944 | -3.998% | PASS | PUBLISH | PRODUCTION | Engine RUN-5F3B32BB976D4AE2 / 2026-09 / Core 0.965
QSOR-0001576 | EXP-0294 | 95.9865 | 0.96002 | 92.1485 |  | 0 | 0% | 92.1485 | -3.998% | PASS | PUBLISH | PRODUCTION | Engine RUN-5F3B32BB976D4AE2 / 2026-09 / Core 0.965
QSOR-0001577 | EXP-0294 | 107.6803 | 0.96002 | 103.3748 |  | 0 | 0% | 103.3748 | -3.998% | PASS | PUBLISH | PRODUCTION | Engine RUN-5F3B32BB976D4AE2 / 2026-09 / Core 0.965
QSOR-0001578 | EXP-0294 | 118.9294 | 0.96002 | 114.1741 |  | 0 | 0% | 114.1741 | -3.998% | PASS | PUBLISH | PRODUCTION | Engine RUN-5F3B32BB976D4AE2 / 2026-09 / Core 0.965
QSOR-0001579 | EXP-0294 | 156.1809 | 0.96002 | 149.9361 |  | 0 | 0% | 149.9361 | -3.998% | PASS | PUBLISH | PRODUCTION | Engine RUN-5F3B32BB976D4AE2 / 2026-09 / Core 0.965
QSOR-0001580 | EXP-0294 | 191.9587 | 0.96002 | 184.2834 |  | 0 | 0% | 184.2834 | -3.998% | PASS | PUBLISH | PRODUCTION | Engine RUN-5F3B32BB976D4AE2 / 2026-09 / Core 0.965
QSOR-0001581 | EXP-0294 | 284.4863 | 0.96002 | 273.1114 |  | 0 | 0% | 273.1114 | -3.998% | PASS | PUBLISH | PRODUCTION | Engine RUN-5F3B32BB976D4AE2 / 2026-09 / Core 0.965
QSOR-0001582 | EXP-0294 | 343.4046 | 0.96002 | 329.674 |  | 0 | 0% | 329.674 | -3.998% | PASS | PUBLISH | PRODUCTION | Engine RUN-5F3B32BB976D4AE2 / 2026-09 / Core 0.965
QSOR-0001583 | EXP-0294 | 522.7165 | 0.96002 | 501.8163 |  | 0 | 0% | 501.8163 | -3.998% | PASS | PUBLISH | PRODUCTION | Engine RUN-5F3B32BB976D4AE2 / 2026-09 / Core 0.965
QSOR-0001584 | EXP-0295 | 47.6835 | 0.96002 | 45.777 |  | 0 | 0% | 45.777 | -3.998% | PASS | PUBLISH | PRODUCTION | Engine RUN-5F3B32BB976D4AE2 / 2026-09 / Core 0.965
QSOR-0001585 | EXP-0295 | 65.1226 | 0.96002 | 62.5188 |  | 0 | 0% | 62.5188 | -3.998% | PASS | PUBLISH | PRODUCTION | Engine RUN-5F3B32BB976D4AE2 / 2026-09 / Core 0.965
QSOR-0001586 | EXP-0295 | 75.1871 | 0.96002 | 72.1808 |  | 0 | 0% | 72.1808 | -3.998% | PASS | PUBLISH | PRODUCTION | Engine RUN-5F3B32BB976D4AE2 / 2026-09 / Core 0.965
QSOR-0001587 | EXP-0295 | 92.8456 | 0.96002 | 89.1333 |  | 0 | 0% | 89.1333 | -3.998% | PASS | PUBLISH | PRODUCTION | Engine RUN-5F3B32BB976D4AE2 / 2026-09 / Core 0.965
QSOR-0001588 | EXP-0295 | 111.1546 | 0.96002 | 106.7102 |  | 0 | 0% | 106.7102 | -3.998% | PASS | PUBLISH | PRODUCTION | Engine RUN-5F3B32BB976D4AE2 / 2026-09 / Core 0.965
QSOR-0001589 | EXP-0295 | 143.5773 | 0.96002 | 137.8365 |  | 0 | 0% | 137.8365 | -3.998% | PASS | PUBLISH | PRODUCTION | Engine RUN-5F3B32BB976D4AE2 / 2026-09 / Core 0.965
QSOR-0001590 | EXP-0295 | 185.9731 | 0.96002 | 178.5372 |  | 0 | 0% | 178.5372 | -3.998% | PASS | PUBLISH | PRODUCTION | Engine RUN-5F3B32BB976D4AE2 / 2026-09 / Core 0.965
QSOR-0001591 | EXP-0295 | 228.8189 | 0.96002 | 219.6698 |  | 0 | 0% | 219.6698 | -3.998% | PASS | PUBLISH | PRODUCTION | Engine RUN-5F3B32BB976D4AE2 / 2026-09 / Core 0.965
QSOR-0001592 | EXP-0295 | 274.3935 | 0.96002 | 263.4222 |  | 0 | 0% | 263.4222 | -3.998% | PASS | PUBLISH | PRODUCTION | Engine RUN-5F3B32BB976D4AE2 / 2026-09 / Core 0.965
QSOR-0001593 | EXP-0296 | 26.3485 | 0.96002 | 25.295 |  | 0 | 0% | 25.295 | -3.998% | PASS | PUBLISH | PRODUCTION | Engine RUN-5F3B32BB976D4AE2 / 2026-09 / Core 0.965
QSOR-0001594 | EXP-0296 | 30.0868 | 0.96002 | 28.8838 |  | 0 | 0% | 28.8838 | -3.998% | PASS | PUBLISH | PRODUCTION | Engine RUN-5F3B32BB976D4AE2 / 2026-09 / Core 0.965
QSOR-0001595 | EXP-0296 | 31.7556 | 0.96002 | 30.4859 |  | 0 | 0% | 30.4859 | -3.998% | PASS | PUBLISH | PRODUCTION | Engine RUN-5F3B32BB976D4AE2 / 2026-09 / Core 0.965
QSOR-0001596 | EXP-0296 | 33.6118 | 0.96002 | 32.2678 |  | 0 | 0% | 32.2678 | -3.998% | PASS | PUBLISH | PRODUCTION | Engine RUN-5F3B32BB976D4AE2 / 2026-09 / Core 0.965
QSOR-0001597 | EXP-0296 | 37.2309 | 0.96002 | 35.7422 |  | 0 | 0% | 35.7422 | -3.998% | PASS | PUBLISH | PRODUCTION | Engine RUN-5F3B32BB976D4AE2 / 2026-09 / Core 0.965
QSOR-0001598 | EXP-0296 | 41.874 | 0.96002 | 40.1997 |  | 0 | 0% | 40.1997 | -3.998% | PASS | PUBLISH | PRODUCTION | Engine RUN-5F3B32BB976D4AE2 / 2026-09 / Core 0.965
QSOR-0001599 | EXP-0296 | 48.2253 | 0.96002 | 46.2971 |  | 0 | 0% | 46.2971 | -3.998% | PASS | PUBLISH | PRODUCTION | Engine RUN-5F3B32BB976D4AE2 / 2026-09 / Core 0.965
QSOR-0001600 | EXP-0296 | 57.6061 | 0.96002 | 55.3028 |  | 0 | 0% | 55.3028 | -3.998% | PASS | PUBLISH | PRODUCTION | Engine RUN-5F3B32BB976D4AE2 / 2026-09 / Core 0.965
QSOR-0001601 | EXP-0296 | 70.3339 | 0.96002 | 67.5217 |  | 0 | 0% | 67.5217 | -3.998% | PASS | PUBLISH | PRODUCTION | Engine RUN-5F3B32BB976D4AE2 / 2026-09 / Core 0.965
QSOR-0001602 | EXP-0296 | 114.6673 | 0.96002 | 110.0824 |  | 0 | 0% | 110.0824 | -3.998% | PASS | PUBLISH | PRODUCTION | Engine RUN-5F3B32BB976D4AE2 / 2026-09 / Core 0.965
QSOR-0001603 | EXP-0296 | 156.7978 | 0.96002 | 150.5284 |  | 0 | 0% | 150.5284 | -3.998% | PASS | PUBLISH | PRODUCTION | Engine RUN-5F3B32BB976D4AE2 / 2026-09 / Core 0.965
QSOR-0001604 | EXP-0296 | 181.7777 | 0.96002 | 174.5095 |  | 0 | 0% | 174.5095 | -3.998% | PASS | PUBLISH | PRODUCTION | Engine RUN-5F3B32BB976D4AE2 / 2026-09 / Core 0.965
QSOR-0001605 | EXP-0297 | 20.5469 | 0.96002 | 19.7253 |  | 0 | 0% | 19.7253 | -3.998% | PASS | PUBLISH | PRODUCTION | Engine RUN-5F3B32BB976D4AE2 / 2026-09 / Core 0.965
QSOR-0001606 | EXP-0297 | 23.6923 | 0.96002 | 22.745 |  | 0 | 0% | 22.745 | -3.998% | PASS | PUBLISH | PRODUCTION | Engine RUN-5F3B32BB976D4AE2 / 2026-09 / Core 0.965
QSOR-0001607 | EXP-0297 | 24.8918 | 0.96002 | 23.8965 |  | 0 | 0% | 23.8965 | -3.998% | PASS | PUBLISH | PRODUCTION | Engine RUN-5F3B32BB976D4AE2 / 2026-09 / Core 0.965
QSOR-0001608 | EXP-0297 | 26.1491 | 0.96002 | 25.1035 |  | 0 | 0% | 25.1035 | -3.998% | PASS | PUBLISH | PRODUCTION | Engine RUN-5F3B32BB976D4AE2 / 2026-09 / Core 0.965
QSOR-0001609 | EXP-0297 | 29.0712 | 0.96002 | 27.9088 |  | 0 | 0% | 27.9088 | -3.998% | PASS | PUBLISH | PRODUCTION | Engine RUN-5F3B32BB976D4AE2 / 2026-09 / Core 0.965
QSOR-0001610 | EXP-0297 | 32.5616 | 0.96002 | 31.2596 |  | 0 | 0% | 31.2596 | -3.998% | PASS | PUBLISH | PRODUCTION | Engine RUN-5F3B32BB976D4AE2 / 2026-09 / Core 0.965
QSOR-0001611 | EXP-0297 | 37.305 | 0.96002 | 35.8134 |  | 0 | 0% | 35.8134 | -3.998% | PASS | PUBLISH | PRODUCTION | Engine RUN-5F3B32BB976D4AE2 / 2026-09 / Core 0.965
QSOR-0001612 | EXP-0297 | 44.4672 | 0.96002 | 42.6893 |  | 0 | 0% | 42.6893 | -3.998% | PASS | PUBLISH | PRODUCTION | Engine RUN-5F3B32BB976D4AE2 / 2026-09 / Core 0.965
QSOR-0001613 | EXP-0297 | 53.9544 | 0.96002 | 51.7971 |  | 0 | 0% | 51.7971 | -3.998% | PASS | PUBLISH | PRODUCTION | Engine RUN-5F3B32BB976D4AE2 / 2026-09 / Core 0.965
QSOR-0001614 | EXP-0297 | 89.856 | 0.96002 | 86.2632 |  | 0 | 0% | 86.2632 | -3.998% | PASS | PUBLISH | PRODUCTION | Engine RUN-5F3B32BB976D4AE2 / 2026-09 / Core 0.965
QSOR-0001615 | EXP-0297 | 121.9625 | 0.96002 | 117.0859 |  | 0 | 0% | 117.0859 | -3.998% | PASS | PUBLISH | PRODUCTION | Engine RUN-5F3B32BB976D4AE2 / 2026-09 / Core 0.965
QSOR-0001616 | EXP-0297 | 141.2293 | 0.96002 | 135.5824 |  | 0 | 0% | 135.5824 | -3.998% | PASS | PUBLISH | PRODUCTION | Engine RUN-5F3B32BB976D4AE2 / 2026-09 / Core 0.965
QSOR-0001617 | EXP-0298 | 5.8983 | 0.96002 | 5.6625 |  | 0 | 0% | 5.6625 | -3.998% | PASS | PUBLISH | PRODUCTION | Engine RUN-5F3B32BB976D4AE2 / 2026-09 / Core 0.965
QSOR-0001618 | EXP-0298 | 6.112 | 0.96002 | 5.8676 |  | 0 | 0% | 5.8676 | -3.998% | PASS | PUBLISH | PRODUCTION | Engine RUN-5F3B32BB976D4AE2 / 2026-09 / Core 0.965
QSOR-0001619 | EXP-0298 | 6.5691 | 0.96002 | 6.3064 |  | 0 | 0% | 6.3064 | -3.998% | PASS | PUBLISH | PRODUCTION | Engine RUN-5F3B32BB976D4AE2 / 2026-09 / Core 0.965
QSOR-0001620 | EXP-0298 | 7.7455 | 0.96002 | 7.4358 |  | 0 | 0% | 7.4358 | -3.998% | PASS | PUBLISH | PRODUCTION | Engine RUN-5F3B32BB976D4AE2 / 2026-09 / Core 0.965
QSOR-0001621 | EXP-0298 | 9.2971 | 0.96002 | 8.9254 |  | 0 | 0% | 8.9254 | -3.998% | PASS | PUBLISH | PRODUCTION | Engine RUN-5F3B32BB976D4AE2 / 2026-09 / Core 0.965
QSOR-0001622 | EXP-0298 | 10.4037 | 0.96002 | 9.9877 |  | 0 | 0% | 9.9877 | -3.998% | PASS | PUBLISH | PRODUCTION | Engine RUN-5F3B32BB976D4AE2 / 2026-09 / Core 0.965
QSOR-0001623 | EXP-0298 | 13.4738 | 0.96002 | 12.9351 |  | 0 | 0% | 12.9351 | -3.998% | PASS | PUBLISH | PRODUCTION | Engine RUN-5F3B32BB976D4AE2 / 2026-09 / Core 0.965
QSOR-0001624 | EXP-0298 | 17.3927 | 0.96002 | 16.6973 |  | 0 | 0% | 16.6973 | -3.998% | PASS | PUBLISH | PRODUCTION | Engine RUN-5F3B32BB976D4AE2 / 2026-09 / Core 0.965
QSOR-0001625 | EXP-0298 | 20.7026 | 0.96002 | 19.8748 |  | 0 | 0% | 19.8748 | -3.998% | PASS | PUBLISH | PRODUCTION | Engine RUN-5F3B32BB976D4AE2 / 2026-09 / Core 0.965
QSOR-0001626 | EXP-0299 | 30.4709 | 0.96002 | 29.2526 |  | 0 | 0% | 29.2526 | -3.998% | PASS | PUBLISH | PRODUCTION | Engine RUN-5F3B32BB976D4AE2 / 2026-09 / Core 0.965
QSOR-0001627 | EXP-0299 | 33.7101 | 0.96002 | 32.3622 |  | 0 | 0% | 32.3622 | -3.998% | PASS | PUBLISH | PRODUCTION | Engine RUN-5F3B32BB976D4AE2 / 2026-09 / Core 0.965
QSOR-0001628 | EXP-0299 | 35.2848 | 0.96002 | 33.874 |  | 0 | 0% | 33.874 | -3.998% | PASS | PUBLISH | PRODUCTION | Engine RUN-5F3B32BB976D4AE2 / 2026-09 / Core 0.965
QSOR-0001629 | EXP-0299 | 37.5782 | 0.96002 | 36.0756 |  | 0 | 0% | 36.0756 | -3.998% | PASS | PUBLISH | PRODUCTION | Engine RUN-5F3B32BB976D4AE2 / 2026-09 / Core 0.965
QSOR-0001630 | EXP-0299 | 39.6873 | 0.96002 | 38.1005 |  | 0 | 0% | 38.1005 | -3.998% | PASS | PUBLISH | PRODUCTION | Engine RUN-5F3B32BB976D4AE2 / 2026-09 / Core 0.965
QSOR-0001631 | EXP-0299 | 44.767 | 0.96002 | 42.977 |  | 0 | 0% | 42.977 | -3.998% | PASS | PUBLISH | PRODUCTION | Engine RUN-5F3B32BB976D4AE2 / 2026-09 / Core 0.965
QSOR-0001632 | EXP-0299 | 58.4665 | 0.96002 | 56.1288 |  | 0 | 0% | 56.1288 | -3.998% | PASS | PUBLISH | PRODUCTION | Engine RUN-5F3B32BB976D4AE2 / 2026-09 / Core 0.965
QSOR-0001633 | EXP-0299 | 75.8579 | 0.96002 | 72.8249 |  | 0 | 0% | 72.8249 | -3.998% | PASS | PUBLISH | PRODUCTION | Engine RUN-5F3B32BB976D4AE2 / 2026-09 / Core 0.965
QSOR-0001634 | EXP-0299 | 88.4483 | 0.96002 | 84.9118 |  | 0 | 0% | 84.9118 | -3.998% | PASS | PUBLISH | PRODUCTION | Engine RUN-5F3B32BB976D4AE2 / 2026-09 / Core 0.965
QSOR-0001635 | EXP-0299 | 140.4556 | 0.96002 | 134.8397 |  | 0 | 0% | 134.8397 | -3.998% | PASS | PUBLISH | PRODUCTION | Engine RUN-5F3B32BB976D4AE2 / 2026-09 / Core 0.965
QSOR-0001636 | EXP-0299 | 150.8924 | 0.96002 | 144.8591 |  | 0 | 0% | 144.8591 | -3.998% | PASS | PUBLISH | PRODUCTION | Engine RUN-5F3B32BB976D4AE2 / 2026-09 / Core 0.965
QSOR-0001637 | EXP-0300 | 15.8723 | 0.96002 | 15.2376 |  | 0 | 0% | 15.2376 | -3.998% | PASS | PUBLISH | PRODUCTION | Engine RUN-5F3B32BB976D4AE2 / 2026-09 / Core 0.965
QSOR-0001638 | EXP-0300 | 21.4841 | 0.96002 | 20.625 |  | 0 | 0% | 20.625 | -3.998% | PASS | PUBLISH | PRODUCTION | Engine RUN-5F3B32BB976D4AE2 / 2026-09 / Core 0.965
QSOR-0001639 | EXP-0300 | 24.2593 | 0.96002 | 23.2893 |  | 0 | 0% | 23.2893 | -3.998% | PASS | PUBLISH | PRODUCTION | Engine RUN-5F3B32BB976D4AE2 / 2026-09 / Core 0.965
QSOR-0001640 | EXP-0300 | 29.4153 | 0.96002 | 28.2392 |  | 0 | 0% | 28.2392 | -3.998% | PASS | PUBLISH | PRODUCTION | Engine RUN-5F3B32BB976D4AE2 / 2026-09 / Core 0.965
QSOR-0001641 | EXP-0300 | 33.4419 | 0.96002 | 32.1048 |  | 0 | 0% | 32.1048 | -3.998% | PASS | PUBLISH | PRODUCTION | Engine RUN-5F3B32BB976D4AE2 / 2026-09 / Core 0.965
QSOR-0001642 | EXP-0300 | 40.776 | 0.96002 | 39.1456 |  | 0 | 0% | 39.1456 | -3.998% | PASS | PUBLISH | PRODUCTION | Engine RUN-5F3B32BB976D4AE2 / 2026-09 / Core 0.965
QSOR-0001643 | EXP-0300 | 55.7505 | 0.96002 | 53.5213 |  | 0 | 0% | 53.5213 | -3.998% | PASS | PUBLISH | PRODUCTION | Engine RUN-5F3B32BB976D4AE2 / 2026-09 / Core 0.965
QSOR-0001644 | EXP-0300 | 69.364 | 0.96002 | 66.5906 |  | 0 | 0% | 66.5906 | -3.998% | PASS | PUBLISH | PRODUCTION | Engine RUN-5F3B32BB976D4AE2 / 2026-09 / Core 0.965
QSOR-0001645 | EXP-0300 | 101.7482 | 0.96002 | 97.68 |  | 0 | 0% | 97.68 | -3.998% | PASS | PUBLISH | PRODUCTION | Engine RUN-5F3B32BB976D4AE2 / 2026-09 / Core 0.965
QSOR-0001646 | EXP-0300 | 147.1603 | 0.96002 | 141.2763 |  | 0 | 0% | 141.2763 | -3.998% | PASS | PUBLISH | PRODUCTION | Engine RUN-5F3B32BB976D4AE2 / 2026-09 / Core 0.965
QSOR-0001647 | EXP-0300 | 201.1601 | 0.96002 | 193.117 |  | 0 | 0% | 193.117 | -3.998% | PASS | PUBLISH | PRODUCTION | Engine RUN-5F3B32BB976D4AE2 / 2026-09 / Core 0.965
QSOR-0001648 | EXP-0301 | 20.3552 | 0.96002 | 19.5413 |  | 0 | 0% | 19.5413 | -3.998% | PASS | PUBLISH | PRODUCTION | Engine RUN-5F3B32BB976D4AE2 / 2026-09 / Core 0.965
QSOR-0001649 | EXP-0301 | 26.574 | 0.96002 | 25.5115 |  | 0 | 0% | 25.5115 | -3.998% | PASS | PUBLISH | PRODUCTION | Engine RUN-5F3B32BB976D4AE2 / 2026-09 / Core 0.965
QSOR-0001650 | EXP-0301 | 32.4479 | 0.96002 | 31.1505 |  | 0 | 0% | 31.1505 | -3.998% | PASS | PUBLISH | PRODUCTION | Engine RUN-5F3B32BB976D4AE2 / 2026-09 / Core 0.965
QSOR-0001651 | EXP-0301 | 39.8131 | 0.96002 | 38.2213 |  | 0 | 0% | 38.2213 | -3.998% | PASS | PUBLISH | PRODUCTION | Engine RUN-5F3B32BB976D4AE2 / 2026-09 / Core 0.965
QSOR-0001652 | EXP-0301 | 47.5021 | 0.96002 | 45.6028 |  | 0 | 0% | 45.6028 | -3.998% | PASS | PUBLISH | PRODUCTION | Engine RUN-5F3B32BB976D4AE2 / 2026-09 / Core 0.965
QSOR-0001653 | EXP-0301 | 61.8799 | 0.96002 | 59.4057 |  | 0 | 0% | 59.4057 | -3.998% | PASS | PUBLISH | PRODUCTION | Engine RUN-5F3B32BB976D4AE2 / 2026-09 / Core 0.965
QSOR-0001654 | EXP-0301 | 119.3657 | 0.96002 | 114.593 |  | 0 | 0% | 114.593 | -3.998% | PASS | PUBLISH | PRODUCTION | Engine RUN-5F3B32BB976D4AE2 / 2026-09 / Core 0.965
QSOR-0001655 | EXP-0301 | 141.7933 | 0.96002 | 136.1239 |  | 0 | 0% | 136.1239 | -3.998% | PASS | PUBLISH | PRODUCTION | Engine RUN-5F3B32BB976D4AE2 / 2026-09 / Core 0.965
QSOR-0001656 | EXP-0301 | 155.4776 | 0.96002 | 149.261 |  | 0 | 0% | 149.261 | -3.998% | PASS | PUBLISH | PRODUCTION | Engine RUN-5F3B32BB976D4AE2 / 2026-09 / Core 0.965
QSOR-0001657 | EXP-0301 | 171.2982 | 0.96002 | 164.4491 |  | 0 | 0% | 164.4491 | -3.998% | PASS | PUBLISH | PRODUCTION | Engine RUN-5F3B32BB976D4AE2 / 2026-09 / Core 0.965
QSOR-0001658 | EXP-0301 | 188.2423 | 0.96002 | 180.7157 |  | 0 | 0% | 180.7157 | -3.998% | PASS | PUBLISH | PRODUCTION | Engine RUN-5F3B32BB976D4AE2 / 2026-09 / Core 0.965
QSOR-0001659 | EXP-0302 | 18.2227 | 0.96002 | 17.4941 |  | 0 | 0% | 17.4941 | -3.998% | PASS | PUBLISH | PRODUCTION | Engine RUN-5F3B32BB976D4AE2 / 2026-09 / Core 0.965
QSOR-0001660 | EXP-0302 | 23.4722 | 0.96002 | 22.5337 |  | 0 | 0% | 22.5337 | -3.998% | PASS | PUBLISH | PRODUCTION | Engine RUN-5F3B32BB976D4AE2 / 2026-09 / Core 0.965
QSOR-0001661 | EXP-0302 | 27.2397 | 0.96002 | 26.1505 |  | 0 | 0% | 26.1505 | -3.998% | PASS | PUBLISH | PRODUCTION | Engine RUN-5F3B32BB976D4AE2 / 2026-09 / Core 0.965
QSOR-0001662 | EXP-0302 | 32.0754 | 0.96002 | 30.7929 |  | 0 | 0% | 30.7929 | -3.998% | PASS | PUBLISH | PRODUCTION | Engine RUN-5F3B32BB976D4AE2 / 2026-09 / Core 0.965
QSOR-0001663 | EXP-0302 | 36.8588 | 0.96002 | 35.385 |  | 0 | 0% | 35.385 | -3.998% | PASS | PUBLISH | PRODUCTION | Engine RUN-5F3B32BB976D4AE2 / 2026-09 / Core 0.965
QSOR-0001664 | EXP-0302 | 45.9641 | 0.96002 | 44.1263 |  | 0 | 0% | 44.1263 | -3.998% | PASS | PUBLISH | PRODUCTION | Engine RUN-5F3B32BB976D4AE2 / 2026-09 / Core 0.965
QSOR-0001665 | EXP-0302 | 61.3903 | 0.96002 | 58.9357 |  | 0 | 0% | 58.9357 | -3.998% | PASS | PUBLISH | PRODUCTION | Engine RUN-5F3B32BB976D4AE2 / 2026-09 / Core 0.965
QSOR-0001666 | EXP-0302 | 74.2562 | 0.96002 | 71.2871 |  | 0 | 0% | 71.2871 | -3.998% | PASS | PUBLISH | PRODUCTION | Engine RUN-5F3B32BB976D4AE2 / 2026-09 / Core 0.965
QSOR-0001667 | EXP-0302 | 111.599 | 0.96002 | 107.1369 |  | 0 | 0% | 107.1369 | -3.998% | PASS | PUBLISH | PRODUCTION | Engine RUN-5F3B32BB976D4AE2 / 2026-09 / Core 0.965
QSOR-0001668 | EXP-0302 | 200.3578 | 0.96002 | 192.3467 |  | 0 | 0% | 192.3467 | -3.998% | PASS | PUBLISH | PRODUCTION | Engine RUN-5F3B32BB976D4AE2 / 2026-09 / Core 0.965
QSOR-0001669 | EXP-0303 | 27.1119 | 0.96002 | 26.0279 |  | 0 | 0% | 26.0279 | -3.998% | PASS | PUBLISH | PRODUCTION | Engine RUN-5F3B32BB976D4AE2 / 2026-09 / Core 0.965
QSOR-0001670 | EXP-0303 | 28.8597 | 0.96002 | 27.7058 |  | 0 | 0% | 27.7058 | -3.998% | PASS | PUBLISH | PRODUCTION | Engine RUN-5F3B32BB976D4AE2 / 2026-09 / Core 0.965
QSOR-0001671 | EXP-0303 | 39.0562 | 0.96002 | 37.4946 |  | 0 | 0% | 37.4946 | -3.998% | PASS | PUBLISH | PRODUCTION | Engine RUN-5F3B32BB976D4AE2 / 2026-09 / Core 0.965
QSOR-0001672 | EXP-0303 | 45.2338 | 0.96002 | 43.4252 |  | 0 | 0% | 43.4252 | -3.998% | PASS | PUBLISH | PRODUCTION | Engine RUN-5F3B32BB976D4AE2 / 2026-09 / Core 0.965
QSOR-0001673 | EXP-0303 | 41.4495 | 0.96002 | 39.7922 |  | 0 | 0% | 39.7922 | -3.998% | PASS | PUBLISH | PRODUCTION | Engine RUN-5F3B32BB976D4AE2 / 2026-09 / Core 0.965
QSOR-0001674 | EXP-0303 | 50.4295 | 0.96002 | 48.4132 |  | 0 | 0% | 48.4132 | -3.998% | PASS | PUBLISH | PRODUCTION | Engine RUN-5F3B32BB976D4AE2 / 2026-09 / Core 0.965
QSOR-0001675 | EXP-0303 | 54.2862 | 0.96002 | 52.1156 |  | 0 | 0% | 52.1156 | -3.998% | PASS | PUBLISH | PRODUCTION | Engine RUN-5F3B32BB976D4AE2 / 2026-09 / Core 0.965
QSOR-0001676 | EXP-0303 | 61.7714 | 0.96002 | 59.3015 |  | 0 | 0% | 59.3015 | -3.998% | PASS | PUBLISH | PRODUCTION | Engine RUN-5F3B32BB976D4AE2 / 2026-09 / Core 0.965
QSOR-0001677 | EXP-0303 | 68.8654 | 0.96002 | 66.1119 |  | 0 | 0% | 66.1119 | -3.998% | PASS | PUBLISH | PRODUCTION | Engine RUN-5F3B32BB976D4AE2 / 2026-09 / Core 0.965
QSOR-0001678 | EXP-0303 | 82.0093 | 0.96002 | 78.7302 |  | 0 | 0% | 78.7302 | -3.998% | PASS | PUBLISH | PRODUCTION | Engine RUN-5F3B32BB976D4AE2 / 2026-09 / Core 0.965
QSOR-0001679 | EXP-0303 | 127.0567 | 0.96002 | 121.9765 |  | 0 | 0% | 121.9765 | -3.998% | PASS | PUBLISH | PRODUCTION | Engine RUN-5F3B32BB976D4AE2 / 2026-09 / Core 0.965
QSOR-0001680 | EXP-0303 | 216.5415 | 0.96002 | 207.8834 |  | 0 | 0% | 207.8834 | -3.998% | PASS | PUBLISH | PRODUCTION | Engine RUN-5F3B32BB976D4AE2 / 2026-09 / Core 0.965
QSOR-0001681 | EXP-0303 | 246.6718 | 0.96002 | 236.8089 |  | 0 | 0% | 236.8089 | -3.998% | PASS | PUBLISH | PRODUCTION | Engine RUN-5F3B32BB976D4AE2 / 2026-09 / Core 0.965
QSOR-0001682 | EXP-0304 | 10.1209 | 0.96002 | 9.7162 |  | 0 | 0% | 9.7162 | -3.998% | PASS | PUBLISH | PRODUCTION | Engine RUN-5F3B32BB976D4AE2 / 2026-09 / Core 0.965
QSOR-0001683 | EXP-0304 | 13.7178 | 0.96002 | 13.1694 |  | 0 | 0% | 13.1694 | -3.998% | PASS | PUBLISH | PRODUCTION | Engine RUN-5F3B32BB976D4AE2 / 2026-09 / Core 0.965
QSOR-0001684 | EXP-0304 | 17.2909 | 0.96002 | 16.5995 |  | 0 | 0% | 16.5995 | -3.998% | PASS | PUBLISH | PRODUCTION | Engine RUN-5F3B32BB976D4AE2 / 2026-09 / Core 0.965
QSOR-0001685 | EXP-0304 | 21.834 | 0.96002 | 20.961 |  | 0 | 0% | 20.961 | -3.998% | PASS | PUBLISH | PRODUCTION | Engine RUN-5F3B32BB976D4AE2 / 2026-09 / Core 0.965
QSOR-0001686 | EXP-0304 | 24.5255 | 0.96002 | 23.5449 |  | 0 | 0% | 23.5449 | -3.998% | PASS | PUBLISH | PRODUCTION | Engine RUN-5F3B32BB976D4AE2 / 2026-09 / Core 0.965
QSOR-0001687 | EXP-0304 | 30.8558 | 0.96002 | 29.6221 |  | 0 | 0% | 29.6221 | -3.998% | PASS | PUBLISH | PRODUCTION | Engine RUN-5F3B32BB976D4AE2 / 2026-09 / Core 0.965
QSOR-0001688 | EXP-0304 | 50.4439 | 0.96002 | 48.427 |  | 0 | 0% | 48.427 | -3.998% | PASS | PUBLISH | PRODUCTION | Engine RUN-5F3B32BB976D4AE2 / 2026-09 / Core 0.965
QSOR-0001689 | EXP-0304 | 77.7652 | 0.96002 | 74.6558 |  | 0 | 0% | 74.6558 | -3.998% | PASS | PUBLISH | PRODUCTION | Engine RUN-5F3B32BB976D4AE2 / 2026-09 / Core 0.965
QSOR-0001690 | EXP-0304 | 135.4604 | 0.96002 | 130.0442 |  | 0 | 0% | 130.0442 | -3.998% | PASS | PUBLISH | PRODUCTION | Engine RUN-5F3B32BB976D4AE2 / 2026-09 / Core 0.965
QSOR-0001691 | EXP-0305 | 15.2213 | 0.96002 | 14.6127 |  | 0 | 0% | 14.6127 | -3.998% | PASS | PUBLISH | PRODUCTION | Engine RUN-5F3B32BB976D4AE2 / 2026-09 / Core 0.965
QSOR-0001692 | EXP-0305 | 18.652 | 0.96002 | 17.9062 |  | 0 | 0% | 17.9062 | -3.998% | PASS | PUBLISH | PRODUCTION | Engine RUN-5F3B32BB976D4AE2 / 2026-09 / Core 0.965
QSOR-0001693 | EXP-0305 | 24.5702 | 0.96002 | 23.5878 |  | 0 | 0% | 23.5878 | -3.998% | PASS | PUBLISH | PRODUCTION | Engine RUN-5F3B32BB976D4AE2 / 2026-09 / Core 0.965
QSOR-0001694 | EXP-0305 | 35.6038 | 0.96002 | 34.1802 |  | 0 | 0% | 34.1802 | -3.998% | PASS | PUBLISH | PRODUCTION | Engine RUN-5F3B32BB976D4AE2 / 2026-09 / Core 0.965
QSOR-0001695 | EXP-0305 | 39.2564 | 0.96002 | 37.6868 |  | 0 | 0% | 37.6868 | -3.998% | PASS | PUBLISH | PRODUCTION | Engine RUN-5F3B32BB976D4AE2 / 2026-09 / Core 0.965
QSOR-0001696 | EXP-0305 | 53.9939 | 0.96002 | 51.8351 |  | 0 | 0% | 51.8351 | -3.998% | PASS | PUBLISH | PRODUCTION | Engine RUN-5F3B32BB976D4AE2 / 2026-09 / Core 0.965
QSOR-0001697 | EXP-0305 | 80.8167 | 0.96002 | 77.5853 |  | 0 | 0% | 77.5853 | -3.998% | PASS | PUBLISH | PRODUCTION | Engine RUN-5F3B32BB976D4AE2 / 2026-09 / Core 0.965
QSOR-0001698 | EXP-0305 | 119.7204 | 0.96002 | 114.9335 |  | 0 | 0% | 114.9335 | -3.998% | PASS | PUBLISH | PRODUCTION | Engine RUN-5F3B32BB976D4AE2 / 2026-09 / Core 0.965
QSOR-0001699 | EXP-0305 | 197.0969 | 0.96002 | 189.2162 |  | 0 | 0% | 189.2162 | -3.998% | PASS | PUBLISH | PRODUCTION | Engine RUN-5F3B32BB976D4AE2 / 2026-09 / Core 0.965
QSOR-0001700 | EXP-0306 | 23.5924 | 0.96002 | 22.649 |  | 0 | 0% | 22.649 | -3.998% | PASS | PUBLISH | PRODUCTION | Engine RUN-5F3B32BB976D4AE2 / 2026-09 / Core 0.965
QSOR-0001701 | EXP-0306 | 31.0227 | 0.96002 | 29.7822 |  | 0 | 0% | 29.7822 | -3.998% | PASS | PUBLISH | PRODUCTION | Engine RUN-5F3B32BB976D4AE2 / 2026-09 / Core 0.965
QSOR-0001702 | EXP-0306 | 35.7688 | 0.96002 | 34.3386 |  | 0 | 0% | 34.3386 | -3.998% | PASS | PUBLISH | PRODUCTION | Engine RUN-5F3B32BB976D4AE2 / 2026-09 / Core 0.965
QSOR-0001703 | EXP-0306 | 44.4738 | 0.96002 | 42.6956 |  | 0 | 0% | 42.6956 | -3.998% | PASS | PUBLISH | PRODUCTION | Engine RUN-5F3B32BB976D4AE2 / 2026-09 / Core 0.965
QSOR-0001704 | EXP-0306 | 52.3146 | 0.96002 | 50.2229 |  | 0 | 0% | 50.2229 | -3.998% | PASS | PUBLISH | PRODUCTION | Engine RUN-5F3B32BB976D4AE2 / 2026-09 / Core 0.965
QSOR-0001705 | EXP-0306 | 64.4449 | 0.96002 | 61.8682 |  | 0 | 0% | 61.8682 | -3.998% | PASS | PUBLISH | PRODUCTION | Engine RUN-5F3B32BB976D4AE2 / 2026-09 / Core 0.965
QSOR-0001706 | EXP-0306 | 111.5889 | 0.96002 | 107.1271 |  | 0 | 0% | 107.1271 | -3.998% | PASS | PUBLISH | PRODUCTION | Engine RUN-5F3B32BB976D4AE2 / 2026-09 / Core 0.965
QSOR-0001707 | EXP-0306 | 130.6251 | 0.96002 | 125.4022 |  | 0 | 0% | 125.4022 | -3.998% | PASS | PUBLISH | PRODUCTION | Engine RUN-5F3B32BB976D4AE2 / 2026-09 / Core 0.965
QSOR-0001708 | EXP-0306 | 199.1039 | 0.96002 | 191.143 |  | 0 | 0% | 191.143 | -3.998% | PASS | PUBLISH | PRODUCTION | Engine RUN-5F3B32BB976D4AE2 / 2026-09 / Core 0.965
QSOR-0001709 | EXP-0306 | 292.1107 | 0.96002 | 280.431 |  | 0 | 0% | 280.431 | -3.998% | PASS | PUBLISH | PRODUCTION | Engine RUN-5F3B32BB976D4AE2 / 2026-09 / Core 0.965
QSOR-0001710 | EXP-0306 | 407.1105 | 0.96002 | 390.8327 |  | 0 | 0% | 390.8327 | -3.998% | PASS | PUBLISH | PRODUCTION | Engine RUN-5F3B32BB976D4AE2 / 2026-09 / Core 0.965
QSOR-0001711 | EXP-0307 | 36.3858 | 0.96002 | 34.9309 |  | 0 | 0% | 34.9309 | -3.998% | PASS | PUBLISH | PRODUCTION | Engine RUN-5F3B32BB976D4AE2 / 2026-09 / Core 0.965
QSOR-0001712 | EXP-0307 | 41.9297 | 0.96002 | 40.2532 |  | 0 | 0% | 40.2532 | -3.998% | PASS | PUBLISH | PRODUCTION | Engine RUN-5F3B32BB976D4AE2 / 2026-09 / Core 0.965
QSOR-0001713 | EXP-0307 | 42.3606 | 0.96002 | 40.6669 |  | 0 | 0% | 40.6669 | -3.998% | PASS | PUBLISH | PRODUCTION | Engine RUN-5F3B32BB976D4AE2 / 2026-09 / Core 0.965
QSOR-0001714 | EXP-0307 | 52.6598 | 0.96002 | 50.5542 |  | 0 | 0% | 50.5542 | -3.998% | PASS | PUBLISH | PRODUCTION | Engine RUN-5F3B32BB976D4AE2 / 2026-09 / Core 0.965
QSOR-0001715 | EXP-0307 | 61.3146 | 0.96002 | 58.863 |  | 0 | 0% | 58.863 | -3.998% | PASS | PUBLISH | PRODUCTION | Engine RUN-5F3B32BB976D4AE2 / 2026-09 / Core 0.965
QSOR-0001716 | EXP-0307 | 65.9934 | 0.96002 | 63.3548 |  | 0 | 0% | 63.3548 | -3.998% | PASS | PUBLISH | PRODUCTION | Engine RUN-5F3B32BB976D4AE2 / 2026-09 / Core 0.965
QSOR-0001717 | EXP-0307 | 73.9838 | 0.96002 | 71.0257 |  | 0 | 0% | 71.0257 | -3.998% | PASS | PUBLISH | PRODUCTION | Engine RUN-5F3B32BB976D4AE2 / 2026-09 / Core 0.965
QSOR-0001718 | EXP-0307 | 81.7194 | 0.96002 | 78.452 |  | 0 | 0% | 78.452 | -3.998% | PASS | PUBLISH | PRODUCTION | Engine RUN-5F3B32BB976D4AE2 / 2026-09 / Core 0.965
QSOR-0001719 | EXP-0307 | 107.2211 | 0.96002 | 102.934 |  | 0 | 0% | 102.934 | -3.998% | PASS | PUBLISH | PRODUCTION | Engine RUN-5F3B32BB976D4AE2 / 2026-09 / Core 0.965
QSOR-0001720 | EXP-0307 | 132.2522 | 0.96002 | 126.9643 |  | 0 | 0% | 126.9643 | -3.998% | PASS | PUBLISH | PRODUCTION | Engine RUN-5F3B32BB976D4AE2 / 2026-09 / Core 0.965
QSOR-0001721 | EXP-0307 | 194.6635 | 0.96002 | 186.8801 |  | 0 | 0% | 186.8801 | -3.998% | PASS | PUBLISH | PRODUCTION | Engine RUN-5F3B32BB976D4AE2 / 2026-09 / Core 0.965
QSOR-0001722 | EXP-0307 | 235.2129 | 0.96002 | 225.8082 |  | 0 | 0% | 225.8082 | -3.998% | PASS | PUBLISH | PRODUCTION | Engine RUN-5F3B32BB976D4AE2 / 2026-09 / Core 0.965
QSOR-0001723 | EXP-0307 | 356.882 | 0.96002 | 342.6125 |  | 0 | 0% | 342.6125 | -3.998% | PASS | PUBLISH | PRODUCTION | Engine RUN-5F3B32BB976D4AE2 / 2026-09 / Core 0.965
QSOR-0001724 | EXP-0308 | 32.9476 | 0.96002 | 31.6303 |  | 0 | 0% | 31.6303 | -3.998% | PASS | PUBLISH | PRODUCTION | Engine RUN-5F3B32BB976D4AE2 / 2026-09 / Core 0.965
QSOR-0001725 | EXP-0308 | 44.8837 | 0.96002 | 43.0891 |  | 0 | 0% | 43.0891 | -3.998% | PASS | PUBLISH | PRODUCTION | Engine RUN-5F3B32BB976D4AE2 / 2026-09 / Core 0.965
QSOR-0001726 | EXP-0308 | 51.688 | 0.96002 | 49.6213 |  | 0 | 0% | 49.6213 | -3.998% | PASS | PUBLISH | PRODUCTION | Engine RUN-5F3B32BB976D4AE2 / 2026-09 / Core 0.965
QSOR-0001727 | EXP-0308 | 63.6232 | 0.96002 | 61.0793 |  | 0 | 0% | 61.0793 | -3.998% | PASS | PUBLISH | PRODUCTION | Engine RUN-5F3B32BB976D4AE2 / 2026-09 / Core 0.965
QSOR-0001728 | EXP-0308 | 75.9193 | 0.96002 | 72.8838 |  | 0 | 0% | 72.8838 | -3.998% | PASS | PUBLISH | PRODUCTION | Engine RUN-5F3B32BB976D4AE2 / 2026-09 / Core 0.965
QSOR-0001729 | EXP-0308 | 98.4075 | 0.96002 | 94.4728 |  | 0 | 0% | 94.4728 | -3.998% | PASS | PUBLISH | PRODUCTION | Engine RUN-5F3B32BB976D4AE2 / 2026-09 / Core 0.965
QSOR-0001730 | EXP-0308 | 127.0827 | 0.96002 | 122.0014 |  | 0 | 0% | 122.0014 | -3.998% | PASS | PUBLISH | PRODUCTION | Engine RUN-5F3B32BB976D4AE2 / 2026-09 / Core 0.965
QSOR-0001731 | EXP-0308 | 157.0468 | 0.96002 | 150.7674 |  | 0 | 0% | 150.7674 | -3.998% | PASS | PUBLISH | PRODUCTION | Engine RUN-5F3B32BB976D4AE2 / 2026-09 / Core 0.965
QSOR-0001732 | EXP-0308 | 202.286 | 0.96002 | 194.1979 |  | 0 | 0% | 194.1979 | -3.998% | PASS | PUBLISH | PRODUCTION | Engine RUN-5F3B32BB976D4AE2 / 2026-09 / Core 0.965
QSOR-0001733 | EXP-0309 | 18.3151 | 0.96222 | 17.6232 |  | 0 | 0% | 17.6232 | -3.778% | PASS | PUBLISH | PRODUCTION | Engine RUN-5F3B32BB976D4AE2 / 2026-09 / Core 0.965
QSOR-0001734 | EXP-0309 | 20.6487 | 0.96222 | 19.8687 |  | 0 | 0% | 19.8687 | -3.778% | PASS | PUBLISH | PRODUCTION | Engine RUN-5F3B32BB976D4AE2 / 2026-09 / Core 0.965
QSOR-0001735 | EXP-0309 | 25.3356 | 0.96222 | 24.3785 |  | 0 | 0% | 24.3785 | -3.778% | PASS | PUBLISH | PRODUCTION | Engine RUN-5F3B32BB976D4AE2 / 2026-09 / Core 0.965
QSOR-0001736 | EXP-0309 | 47.5582 | 0.96222 | 45.7615 |  | 0 | 0% | 45.7615 | -3.778% | PASS | PUBLISH | PRODUCTION | Engine RUN-5F3B32BB976D4AE2 / 2026-09 / Core 0.965
QSOR-0001737 | EXP-0309 | 66.5761 | 0.96222 | 64.061 |  | 0 | 0% | 64.061 | -3.778% | PASS | PUBLISH | PRODUCTION | Engine RUN-5F3B32BB976D4AE2 / 2026-09 / Core 0.965
QSOR-0001738 | EXP-0309 | 104.4842 | 0.96222 | 100.537 |  | 0 | 0% | 100.537 | -3.778% | PASS | PUBLISH | PRODUCTION | Engine RUN-5F3B32BB976D4AE2 / 2026-09 / Core 0.965
QSOR-0001739 | EXP-0309 | 177.2342 | 0.96222 | 170.5387 |  | 0 | 0% | 170.5387 | -3.778% | PASS | PUBLISH | PRODUCTION | Engine RUN-5F3B32BB976D4AE2 / 2026-09 / Core 0.965
QSOR-0001740 | EXP-0309 | 286.4295 | 0.96222 | 275.6089 |  | 0 | 0% | 275.6089 | -3.778% | PASS | PUBLISH | PRODUCTION | Engine RUN-5F3B32BB976D4AE2 / 2026-09 / Core 0.965
QSOR-0001741 | EXP-0310 | 36.96 | 0.96222 | 35.5637 |  | 0 | 0% | 35.5637 | -3.778% | PASS | PUBLISH | PRODUCTION | Engine RUN-5F3B32BB976D4AE2 / 2026-09 / Core 0.965
QSOR-0001742 | EXP-0310 | 56.6529 | 0.96222 | 54.5127 |  | 0 | 0% | 54.5127 | -3.778% | PASS | PUBLISH | PRODUCTION | Engine RUN-5F3B32BB976D4AE2 / 2026-09 / Core 0.965
QSOR-0001743 | EXP-0310 | 76.0316 | 0.96222 | 73.1593 |  | 0 | 0% | 73.1593 | -3.778% | PASS | PUBLISH | PRODUCTION | Engine RUN-5F3B32BB976D4AE2 / 2026-09 / Core 0.965
QSOR-0001744 | EXP-0310 | 125.2413 | 0.96222 | 120.51 |  | 0 | 0% | 120.51 | -3.778% | PASS | PUBLISH | PRODUCTION | Engine RUN-5F3B32BB976D4AE2 / 2026-09 / Core 0.965
QSOR-0001745 | EXP-0310 | 214.4285 | 0.96222 | 206.3279 |  | 0 | 0% | 206.3279 | -3.778% | PASS | PUBLISH | PRODUCTION | Engine RUN-5F3B32BB976D4AE2 / 2026-09 / Core 0.965
QSOR-0001746 | EXP-0311 | 95.6288 | 0.96222 | 92.0162 |  | 0 | 0% | 92.0162 | -3.778% | PASS | PUBLISH | PRODUCTION | Engine RUN-5F3B32BB976D4AE2 / 2026-09 / Core 0.965
QSOR-0001747 | EXP-0311 | 170.7626 | 0.96222 | 164.3116 |  | 0 | 0% | 164.3116 | -3.778% | PASS | PUBLISH | PRODUCTION | Engine RUN-5F3B32BB976D4AE2 / 2026-09 / Core 0.965
QSOR-0001748 | EXP-0311 | 301.1659 | 0.96222 | 289.7886 |  | 0 | 0% | 289.7886 | -3.778% | PASS | PUBLISH | PRODUCTION | Engine RUN-5F3B32BB976D4AE2 / 2026-09 / Core 0.965
QSOR-0001749 | EXP-0312 | 109.2741 | 0.96222 | 105.146 |  | 0 | 0% | 105.146 | -3.778% | PASS | PUBLISH | PRODUCTION | Engine RUN-5F3B32BB976D4AE2 / 2026-09 / Core 0.965
QSOR-0001750 | EXP-0312 | 158.786 | 0.96222 | 152.7875 |  | 0 | 0% | 152.7875 | -3.778% | PASS | PUBLISH | PRODUCTION | Engine RUN-5F3B32BB976D4AE2 / 2026-09 / Core 0.965
QSOR-0001751 | EXP-0312 | 249.2512 | 0.96222 | 239.8351 |  | 0 | 0% | 239.8351 | -3.778% | PASS | PUBLISH | PRODUCTION | Engine RUN-5F3B32BB976D4AE2 / 2026-09 / Core 0.965
QSOR-0001752 | EXP-0312 | 538.1176 | 0.96222 | 517.7888 |  | 0 | 0% | 517.7888 | -3.778% | PASS | PUBLISH | PRODUCTION | Engine RUN-5F3B32BB976D4AE2 / 2026-09 / Core 0.965
QSOR-0001753 | EXP-0313 | 23.0946 | 0.96222 | 22.2222 |  | 0 | 0% | 22.2222 | -3.778% | PASS | PUBLISH | PRODUCTION | Engine RUN-5F3B32BB976D4AE2 / 2026-09 / Core 0.965
QSOR-0001754 | EXP-0313 | 25.1978 | 0.96222 | 24.2459 |  | 0 | 0% | 24.2459 | -3.778% | PASS | PUBLISH | PRODUCTION | Engine RUN-5F3B32BB976D4AE2 / 2026-09 / Core 0.965
QSOR-0001755 | EXP-0314 | 8.9323 | 0.95626 | 8.5416 |  | 0 | 0% | 8.5416 | -4.374% | PASS | PUBLISH | PRODUCTION | Engine RUN-5F3B32BB976D4AE2 / 2026-09 / Core 0.965
QSOR-0001756 | EXP-0314 | 9.736 | 0.95626 | 9.3102 |  | 0 | 0% | 9.3102 | -4.374% | PASS | PUBLISH | PRODUCTION | Engine RUN-5F3B32BB976D4AE2 / 2026-09 / Core 0.965
QSOR-0001757 | EXP-0314 | 11.2604 | 0.95626 | 10.7679 |  | 0 | 0% | 10.7679 | -4.374% | PASS | PUBLISH | PRODUCTION | Engine RUN-5F3B32BB976D4AE2 / 2026-09 / Core 0.965
QSOR-0001758 | EXP-0315 | 11.8452 | 0.95626 | 11.3271 |  | 0 | 0% | 11.3271 | -4.374% | PASS | PUBLISH | PRODUCTION | Engine RUN-5F3B32BB976D4AE2 / 2026-09 / Core 0.965
QSOR-0001759 | EXP-0315 | 12.878 | 0.95626 | 12.3148 |  | 0 | 0% | 12.3148 | -4.374% | PASS | PUBLISH | PRODUCTION | Engine RUN-5F3B32BB976D4AE2 / 2026-09 / Core 0.965
QSOR-0001760 | EXP-0315 | 15.0826 | 0.95626 | 14.4229 |  | 0 | 0% | 14.4229 | -4.374% | PASS | PUBLISH | PRODUCTION | Engine RUN-5F3B32BB976D4AE2 / 2026-09 / Core 0.965
QSOR-0001761 | EXP-0315 | 16.191 | 0.95626 | 15.4828 |  | 0 | 0% | 15.4828 | -4.374% | PASS | PUBLISH | PRODUCTION | Engine RUN-5F3B32BB976D4AE2 / 2026-09 / Core 0.965
QSOR-0001762 | EXP-0315 | 17.8943 | 0.95626 | 17.1117 |  | 0 | 0% | 17.1117 | -4.374% | PASS | PUBLISH | PRODUCTION | Engine RUN-5F3B32BB976D4AE2 / 2026-09 / Core 0.965
QSOR-0001763 | EXP-0315 | 21.2395 | 0.95626 | 20.3106 |  | 0 | 0% | 20.3106 | -4.374% | PASS | PUBLISH | PRODUCTION | Engine RUN-5F3B32BB976D4AE2 / 2026-09 / Core 0.965
QSOR-0001764 | EXP-0315 | 24.6421 | 0.95626 | 23.5644 |  | 0 | 0% | 23.5644 | -4.374% | PASS | PUBLISH | PRODUCTION | Engine RUN-5F3B32BB976D4AE2 / 2026-09 / Core 0.965
QSOR-0001765 | EXP-0315 | 29.3526 | 0.95626 | 28.0689 |  | 0 | 0% | 28.0689 | -4.374% | PASS | PUBLISH | PRODUCTION | Engine RUN-5F3B32BB976D4AE2 / 2026-09 / Core 0.965
QSOR-0001766 | EXP-0315 | 38.9191 | 0.95626 | 37.2169 |  | 0 | 0% | 37.2169 | -4.374% | PASS | PUBLISH | PRODUCTION | Engine RUN-5F3B32BB976D4AE2 / 2026-09 / Core 0.965
QSOR-0001767 | EXP-0316 | 22.6192 | 0.95626 | 21.63 |  | 0 | 0% | 21.63 | -4.374% | PASS | PUBLISH | PRODUCTION | Engine RUN-5F3B32BB976D4AE2 / 2026-09 / Core 0.965
QSOR-0001768 | EXP-0316 | 24.7489 | 0.95626 | 23.6665 |  | 0 | 0% | 23.6665 | -4.374% | PASS | PUBLISH | PRODUCTION | Engine RUN-5F3B32BB976D4AE2 / 2026-09 / Core 0.965
QSOR-0001769 | EXP-0316 | 29.202 | 0.95626 | 27.9249 |  | 0 | 0% | 27.9249 | -4.374% | PASS | PUBLISH | PRODUCTION | Engine RUN-5F3B32BB976D4AE2 / 2026-09 / Core 0.965
QSOR-0001770 | EXP-0316 | 31.2812 | 0.95626 | 29.9131 |  | 0 | 0% | 29.9131 | -4.374% | PASS | PUBLISH | PRODUCTION | Engine RUN-5F3B32BB976D4AE2 / 2026-09 / Core 0.965
QSOR-0001771 | EXP-0316 | 34.8123 | 0.95626 | 33.2898 |  | 0 | 0% | 33.2898 | -4.374% | PASS | PUBLISH | PRODUCTION | Engine RUN-5F3B32BB976D4AE2 / 2026-09 / Core 0.965
QSOR-0001772 | EXP-0316 | 41.416 | 0.95626 | 39.6047 |  | 0 | 0% | 39.6047 | -4.374% | PASS | PUBLISH | PRODUCTION | Engine RUN-5F3B32BB976D4AE2 / 2026-09 / Core 0.965
QSOR-0001773 | EXP-0316 | 48.1093 | 0.95626 | 46.0052 |  | 0 | 0% | 46.0052 | -4.374% | PASS | PUBLISH | PRODUCTION | Engine RUN-5F3B32BB976D4AE2 / 2026-09 / Core 0.965
QSOR-0001774 | EXP-0317 | 17.3703 | 0.95626 | 16.6106 |  | 0 | 0% | 16.6106 | -4.374% | PASS | PUBLISH | PRODUCTION | Engine RUN-5F3B32BB976D4AE2 / 2026-09 / Core 0.965
QSOR-0001775 | EXP-0317 | 22.0381 | 0.95626 | 21.0742 |  | 0 | 0% | 21.0742 | -4.374% | PASS | PUBLISH | PRODUCTION | Engine RUN-5F3B32BB976D4AE2 / 2026-09 / Core 0.965
QSOR-0001776 | EXP-0317 | 28.2715 | 0.95626 | 27.0351 |  | 0 | 0% | 27.0351 | -4.374% | PASS | PUBLISH | PRODUCTION | Engine RUN-5F3B32BB976D4AE2 / 2026-09 / Core 0.965
QSOR-0001777 | EXP-0317 | 35.835 | 0.95626 | 34.2678 |  | 0 | 0% | 34.2678 | -4.374% | PASS | PUBLISH | PRODUCTION | Engine RUN-5F3B32BB976D4AE2 / 2026-09 / Core 0.965
QSOR-0001778 | EXP-0317 | 44.0834 | 0.95626 | 42.1554 |  | 0 | 0% | 42.1554 | -4.374% | PASS | PUBLISH | PRODUCTION | Engine RUN-5F3B32BB976D4AE2 / 2026-09 / Core 0.965
QSOR-0001779 | EXP-0317 | 53.9907 | 0.95626 | 51.6294 |  | 0 | 0% | 51.6294 | -4.374% | PASS | PUBLISH | PRODUCTION | Engine RUN-5F3B32BB976D4AE2 / 2026-09 / Core 0.965
QSOR-0001780 | EXP-0318 | 64.5103 | 0.96222 | 62.0733 |  | 0 | 0% | 62.0733 | -3.778% | PASS | PUBLISH | PRODUCTION | Engine RUN-5F3B32BB976D4AE2 / 2026-09 / Core 0.965
QSOR-0001781 | EXP-0319 | 31.1116 | 0.96215 | 29.9341 |  | 0 | 0% | 29.9341 | -3.785% | PASS | PUBLISH | PRODUCTION | Engine RUN-5F3B32BB976D4AE2 / 2026-09 / Core 0.965
QSOR-0001782 | EXP-0319 | 43.3664 | 0.96215 | 41.7251 |  | 0 | 0% | 41.7251 | -3.785% | PASS | PUBLISH | PRODUCTION | Engine RUN-5F3B32BB976D4AE2 / 2026-09 / Core 0.965
QSOR-0001783 | EXP-0319 | 62.2201 | 0.96215 | 59.8652 |  | 0 | 0% | 59.8652 | -3.785% | PASS | PUBLISH | PRODUCTION | Engine RUN-5F3B32BB976D4AE2 / 2026-09 / Core 0.965
QSOR-0001784 | EXP-0319 | 90.5007 | 0.96215 | 87.0754 |  | 0 | 0% | 87.0754 | -3.785% | PASS | PUBLISH | PRODUCTION | Engine RUN-5F3B32BB976D4AE2 / 2026-09 / Core 0.965
QSOR-0001785 | EXP-0319 | 128.208 | 0.96215 | 123.3556 |  | 0 | 0% | 123.3556 | -3.785% | PASS | PUBLISH | PRODUCTION | Engine RUN-5F3B32BB976D4AE2 / 2026-09 / Core 0.965
QSOR-0001786 | EXP-0319 | 180.0558 | 0.96215 | 173.2411 |  | 0 | 0% | 173.2411 | -3.785% | PASS | PUBLISH | PRODUCTION | Engine RUN-5F3B32BB976D4AE2 / 2026-09 / Core 0.965
QSOR-0001787 | EXP-0319 | 260.184 | 0.96215 | 250.3366 |  | 0 | 0% | 250.3366 | -3.785% | PASS | PUBLISH | PRODUCTION | Engine RUN-5F3B32BB976D4AE2 / 2026-09 / Core 0.965
QSOR-0001788 | EXP-0319 | 359.1658 | 0.96215 | 345.5721 |  | 0 | 0% | 345.5721 | -3.785% | PASS | PUBLISH | PRODUCTION | Engine RUN-5F3B32BB976D4AE2 / 2026-09 / Core 0.965
QSOR-0001789 | EXP-0319 | 491.1418 | 0.96215 | 472.5531 |  | 0 | 0% | 472.5531 | -3.785% | PASS | PUBLISH | PRODUCTION | Engine RUN-5F3B32BB976D4AE2 / 2026-09 / Core 0.965
QSOR-0001790 | EXP-0320 | 151.7828 | 0.96215 | 146.0381 |  | 0 | 0% | 146.0381 | -3.785% | PASS | PUBLISH | PRODUCTION | Engine RUN-5F3B32BB976D4AE2 / 2026-09 / Core 0.965
QSOR-0001791 | EXP-0320 | 184.7786 | 0.96215 | 177.7851 |  | 0 | 0% | 177.7851 | -3.785% | PASS | PUBLISH | PRODUCTION | Engine RUN-5F3B32BB976D4AE2 / 2026-09 / Core 0.965
QSOR-0001792 | EXP-0320 | 231.9149 | 0.96215 | 223.1374 |  | 0 | 0% | 223.1374 | -3.785% | PASS | PUBLISH | PRODUCTION | Engine RUN-5F3B32BB976D4AE2 / 2026-09 / Core 0.965
QSOR-0001793 | EXP-0320 | 302.6199 | 0.96215 | 291.1664 |  | 0 | 0% | 291.1664 | -3.785% | PASS | PUBLISH | PRODUCTION | Engine RUN-5F3B32BB976D4AE2 / 2026-09 / Core 0.965
QSOR-0001794 | EXP-0320 | 585.4395 | 0.96215 | 563.2819 |  | 0 | 0% | 563.2819 | -3.785% | PASS | PUBLISH | PRODUCTION | Engine RUN-5F3B32BB976D4AE2 / 2026-09 / Core 0.965
QSOR-0001795 | EXP-0321 | 123.4951 | 0.96215 | 118.8211 |  | 0 | 0% | 118.8211 | -3.785% | PASS | PUBLISH | PRODUCTION | Engine RUN-5F3B32BB976D4AE2 / 2026-09 / Core 0.965
QSOR-0001796 | EXP-0321 | 142.3489 | 0.96215 | 136.9613 |  | 0 | 0% | 136.9613 | -3.785% | PASS | PUBLISH | PRODUCTION | Engine RUN-5F3B32BB976D4AE2 / 2026-09 / Core 0.965
QSOR-0001797 | EXP-0321 | 165.916 | 0.96215 | 159.6365 |  | 0 | 0% | 159.6365 | -3.785% | PASS | PUBLISH | PRODUCTION | Engine RUN-5F3B32BB976D4AE2 / 2026-09 / Core 0.965
QSOR-0001798 | EXP-0321 | 222.4774 | 0.96215 | 214.0571 |  | 0 | 0% | 214.0571 | -3.785% | PASS | PUBLISH | PRODUCTION | Engine RUN-5F3B32BB976D4AE2 / 2026-09 / Core 0.965
QSOR-0001799 | EXP-0321 | 274.3252 | 0.96215 | 263.9426 |  | 0 | 0% | 263.9426 | -3.785% | PASS | PUBLISH | PRODUCTION | Engine RUN-5F3B32BB976D4AE2 / 2026-09 / Core 0.965
QSOR-0001800 | EXP-0321 | 387.4478 | 0.96215 | 372.7837 |  | 0 | 0% | 372.7837 | -3.785% | PASS | PUBLISH | PRODUCTION | Engine RUN-5F3B32BB976D4AE2 / 2026-09 / Core 0.965
QSOR-0001801 | EXP-0322 | 142.3507 | 0.96215 | 136.963 |  | 0 | 0% | 136.963 | -3.785% | PASS | PUBLISH | PRODUCTION | Engine RUN-5F3B32BB976D4AE2 / 2026-09 / Core 0.965
QSOR-0001802 | EXP-0322 | 165.9179 | 0.96215 | 159.6383 |  | 0 | 0% | 159.6383 | -3.785% | PASS | PUBLISH | PRODUCTION | Engine RUN-5F3B32BB976D4AE2 / 2026-09 / Core 0.965
QSOR-0001803 | EXP-0322 | 208.3396 | 0.96215 | 200.4544 |  | 0 | 0% | 200.4544 | -3.785% | PASS | PUBLISH | PRODUCTION | Engine RUN-5F3B32BB976D4AE2 / 2026-09 / Core 0.965
QSOR-0001804 | EXP-0322 | 293.1827 | 0.96215 | 282.0863 |  | 0 | 0% | 282.0863 | -3.785% | PASS | PUBLISH | PRODUCTION | Engine RUN-5F3B32BB976D4AE2 / 2026-09 / Core 0.965
QSOR-0001805 | EXP-0322 | 368.5988 | 0.96215 | 354.6481 |  | 0 | 0% | 354.6481 | -3.785% | PASS | PUBLISH | PRODUCTION | Engine RUN-5F3B32BB976D4AE2 / 2026-09 / Core 0.965
QSOR-0001806 | EXP-0322 | 519.4306 | 0.96215 | 499.7713 |  | 0 | 0% | 499.7713 | -3.785% | PASS | PUBLISH | PRODUCTION | Engine RUN-5F3B32BB976D4AE2 / 2026-09 / Core 0.965
QSOR-0001807 | EXP-0322 | 679.6897 | 0.96215 | 653.9649 |  | 0 | 0% | 653.9649 | -3.785% | PASS | PUBLISH | PRODUCTION | Engine RUN-5F3B32BB976D4AE2 / 2026-09 / Core 0.965
QSOR-0001808 | EXP-0322 | 896.5106 | 0.96215 | 862.5795 |  | 0 | 0% | 862.5795 | -3.785% | PASS | PUBLISH | PRODUCTION | Engine RUN-5F3B32BB976D4AE2 / 2026-09 / Core 0.965
QSOR-0001809 | EXP-0322 | 1273.5904 | 0.96215 | 1225.3877 |  | 0 | 0% | 1225.3877 | -3.785% | PASS | PUBLISH | PRODUCTION | Engine RUN-5F3B32BB976D4AE2 / 2026-09 / Core 0.965
QSOR-0001810 | EXP-0323 | 114.0756 | 0.96215 | 109.758 |  | 0 | 0% | 109.758 | -3.785% | PASS | PUBLISH | PRODUCTION | Engine RUN-5F3B32BB976D4AE2 / 2026-09 / Core 0.965
QSOR-0001811 | EXP-0323 | 142.3581 | 0.96215 | 136.9702 |  | 0 | 0% | 136.9702 | -3.785% | PASS | PUBLISH | PRODUCTION | Engine RUN-5F3B32BB976D4AE2 / 2026-09 / Core 0.965
QSOR-0001812 | EXP-0323 | 180.0682 | 0.96215 | 173.253 |  | 0 | 0% | 173.253 | -3.785% | PASS | PUBLISH | PRODUCTION | Engine RUN-5F3B32BB976D4AE2 / 2026-09 / Core 0.965
QSOR-0001813 | EXP-0323 | 236.6331 | 0.96215 | 227.677 |  | 0 | 0% | 227.677 | -3.785% | PASS | PUBLISH | PRODUCTION | Engine RUN-5F3B32BB976D4AE2 / 2026-09 / Core 0.965
QSOR-0001814 | EXP-0323 | 312.0531 | 0.96215 | 300.2425 |  | 0 | 0% | 300.2425 | -3.785% | PASS | PUBLISH | PRODUCTION | Engine RUN-5F3B32BB976D4AE2 / 2026-09 / Core 0.965
QSOR-0001815 | EXP-0323 | 425.183 | 0.96215 | 409.0907 |  | 0 | 0% | 409.0907 | -3.785% | PASS | PUBLISH | PRODUCTION | Engine RUN-5F3B32BB976D4AE2 / 2026-09 / Core 0.965
QSOR-0001816 | EXP-0323 | 566.5954 | 0.96215 | 545.151 |  | 0 | 0% | 545.151 | -3.785% | PASS | PUBLISH | PRODUCTION | Engine RUN-5F3B32BB976D4AE2 / 2026-09 / Core 0.965
QSOR-0001817 | EXP-0323 | 774.0003 | 0.96215 | 744.706 |  | 0 | 0% | 744.706 | -3.785% | PASS | PUBLISH | PRODUCTION | Engine RUN-5F3B32BB976D4AE2 / 2026-09 / Core 0.965
QSOR-0001818 | EXP-0323 | 1085.1077 | 0.96215 | 1044.0387 |  | 0 | 0% | 1044.0387 | -3.785% | PASS | PUBLISH | PRODUCTION | Engine RUN-5F3B32BB976D4AE2 / 2026-09 / Core 0.965
QSOR-0001819 | EXP-0324 | 43.365 | 0.96215 | 41.7237 |  | 0 | 0% | 41.7237 | -3.785% | PASS | PUBLISH | PRODUCTION | Engine RUN-5F3B32BB976D4AE2 / 2026-09 / Core 0.965
QSOR-0001820 | EXP-0324 | 57.5049 | 0.96215 | 55.3284 |  | 0 | 0% | 55.3284 | -3.785% | PASS | PUBLISH | PRODUCTION | Engine RUN-5F3B32BB976D4AE2 / 2026-09 / Core 0.965
QSOR-0001821 | EXP-0324 | 81.0713 | 0.96215 | 78.0029 |  | 0 | 0% | 78.0029 | -3.785% | PASS | PUBLISH | PRODUCTION | Engine RUN-5F3B32BB976D4AE2 / 2026-09 / Core 0.965
QSOR-0001822 | EXP-0324 | 114.0639 | 0.96215 | 109.7469 |  | 0 | 0% | 109.7469 | -3.785% | PASS | PUBLISH | PRODUCTION | Engine RUN-5F3B32BB976D4AE2 / 2026-09 / Core 0.965
QSOR-0001823 | EXP-0324 | 151.7701 | 0.96215 | 146.0259 |  | 0 | 0% | 146.0259 | -3.785% | PASS | PUBLISH | PRODUCTION | Engine RUN-5F3B32BB976D4AE2 / 2026-09 / Core 0.965
QSOR-0001824 | EXP-0324 | 231.8959 | 0.96215 | 223.1191 |  | 0 | 0% | 223.1191 | -3.785% | PASS | PUBLISH | PRODUCTION | Engine RUN-5F3B32BB976D4AE2 / 2026-09 / Core 0.965
QSOR-0001825 | EXP-0324 | 330.8744 | 0.96215 | 318.3515 |  | 0 | 0% | 318.3515 | -3.785% | PASS | PUBLISH | PRODUCTION | Engine RUN-5F3B32BB976D4AE2 / 2026-09 / Core 0.965
QSOR-0001826 | EXP-0324 | 453.4194 | 0.96215 | 436.2584 |  | 0 | 0% | 436.2584 | -3.785% | PASS | PUBLISH | PRODUCTION | Engine RUN-5F3B32BB976D4AE2 / 2026-09 / Core 0.965
QSOR-0001827 | EXP-0324 | 707.9356 | 0.96215 | 681.1417 |  | 0 | 0% | 681.1417 | -3.785% | PASS | PUBLISH | PRODUCTION | Engine RUN-5F3B32BB976D4AE2 / 2026-09 / Core 0.965
QSOR-0001828 | EXP-0325 | 52.7889 | 0.96215 | 50.791 |  | 0 | 0% | 50.791 | -3.785% | PASS | PUBLISH | PRODUCTION | Engine RUN-5F3B32BB976D4AE2 / 2026-09 / Core 0.965
QSOR-0001829 | EXP-0325 | 62.2153 | 0.96215 | 59.8605 |  | 0 | 0% | 59.8605 | -3.785% | PASS | PUBLISH | PRODUCTION | Engine RUN-5F3B32BB976D4AE2 / 2026-09 / Core 0.965
QSOR-0001830 | EXP-0325 | 76.3542 | 0.96215 | 73.4644 |  | 0 | 0% | 73.4644 | -3.785% | PASS | PUBLISH | PRODUCTION | Engine RUN-5F3B32BB976D4AE2 / 2026-09 / Core 0.965
QSOR-0001831 | EXP-0325 | 99.9195 | 0.96215 | 96.1378 |  | 0 | 0% | 96.1378 | -3.785% | PASS | PUBLISH | PRODUCTION | Engine RUN-5F3B32BB976D4AE2 / 2026-09 / Core 0.965
QSOR-0001832 | EXP-0325 | 118.7714 | 0.96215 | 114.2762 |  | 0 | 0% | 114.2762 | -3.785% | PASS | PUBLISH | PRODUCTION | Engine RUN-5F3B32BB976D4AE2 / 2026-09 / Core 0.965
QSOR-0001833 | EXP-0325 | 142.3366 | 0.96215 | 136.9495 |  | 0 | 0% | 136.9495 | -3.785% | PASS | PUBLISH | PRODUCTION | Engine RUN-5F3B32BB976D4AE2 / 2026-09 / Core 0.965
QSOR-0001834 | EXP-0325 | 198.8932 | 0.96215 | 191.3655 |  | 0 | 0% | 191.3655 | -3.785% | PASS | PUBLISH | PRODUCTION | Engine RUN-5F3B32BB976D4AE2 / 2026-09 / Core 0.965
QSOR-0001835 | EXP-0325 | 264.8756 | 0.96215 | 254.8507 |  | 0 | 0% | 254.8507 | -3.785% | PASS | PUBLISH | PRODUCTION | Engine RUN-5F3B32BB976D4AE2 / 2026-09 / Core 0.965
QSOR-0001836 | EXP-0325 | 368.5624 | 0.96215 | 354.6131 |  | 0 | 0% | 354.6131 | -3.785% | PASS | PUBLISH | PRODUCTION | Engine RUN-5F3B32BB976D4AE2 / 2026-09 / Core 0.965
QSOR-0001837 | EXP-0326 | 170.619 | 0.96215 | 164.1614 |  | 0 | 0% | 164.1614 | -3.785% | PASS | PUBLISH | PRODUCTION | Engine RUN-5F3B32BB976D4AE2 / 2026-09 / Core 0.965
QSOR-0001838 | EXP-0326 | 198.898 | 0.96215 | 191.3701 |  | 0 | 0% | 191.3701 | -3.785% | PASS | PUBLISH | PRODUCTION | Engine RUN-5F3B32BB976D4AE2 / 2026-09 / Core 0.965
QSOR-0001839 | EXP-0326 | 236.6031 | 0.96215 | 227.6482 |  | 0 | 0% | 227.6482 | -3.785% | PASS | PUBLISH | PRODUCTION | Engine RUN-5F3B32BB976D4AE2 / 2026-09 / Core 0.965
QSOR-0001840 | EXP-0326 | 302.5871 | 0.96215 | 291.1348 |  | 0 | 0% | 291.1348 | -3.785% | PASS | PUBLISH | PRODUCTION | Engine RUN-5F3B32BB976D4AE2 / 2026-09 / Core 0.965
QSOR-0001841 | EXP-0326 | 406.2765 | 0.96215 | 390.8997 |  | 0 | 0% | 390.8997 | -3.785% | PASS | PUBLISH | PRODUCTION | Engine RUN-5F3B32BB976D4AE2 / 2026-09 / Core 0.965
QSOR-0001842 | EXP-0326 | 528.8181 | 0.96215 | 508.8035 |  | 0 | 0% | 508.8035 | -3.785% | PASS | PUBLISH | PRODUCTION | Engine RUN-5F3B32BB976D4AE2 / 2026-09 / Core 0.965
QSOR-0001843 | EXP-0326 | 717.344 | 0.96215 | 690.1941 |  | 0 | 0% | 690.1941 | -3.785% | PASS | PUBLISH | PRODUCTION | Engine RUN-5F3B32BB976D4AE2 / 2026-09 / Core 0.965
QSOR-0001844 | EXP-0327 | 151.7715 | 0.96215 | 146.0272 |  | 0 | 0% | 146.0272 | -3.785% | PASS | PUBLISH | PRODUCTION | Engine RUN-5F3B32BB976D4AE2 / 2026-09 / Core 0.965
QSOR-0001845 | EXP-0327 | 170.6246 | 0.96215 | 164.1669 |  | 0 | 0% | 164.1669 | -3.785% | PASS | PUBLISH | PRODUCTION | Engine RUN-5F3B32BB976D4AE2 / 2026-09 / Core 0.965
QSOR-0001846 | EXP-0327 | 198.9047 | 0.96215 | 191.3766 |  | 0 | 0% | 191.3766 | -3.785% | PASS | PUBLISH | PRODUCTION | Engine RUN-5F3B32BB976D4AE2 / 2026-09 / Core 0.965
QSOR-0001847 | EXP-0327 | 264.8907 | 0.96215 | 254.8651 |  | 0 | 0% | 254.8651 | -3.785% | PASS | PUBLISH | PRODUCTION | Engine RUN-5F3B32BB976D4AE2 / 2026-09 / Core 0.965
QSOR-0001848 | EXP-0327 | 321.4506 | 0.96215 | 309.2844 |  | 0 | 0% | 309.2844 | -3.785% | PASS | PUBLISH | PRODUCTION | Engine RUN-5F3B32BB976D4AE2 / 2026-09 / Core 0.965
QSOR-0001849 | EXP-0327 | 453.423 | 0.96215 | 436.2619 |  | 0 | 0% | 436.2619 | -3.785% | PASS | PUBLISH | PRODUCTION | Engine RUN-5F3B32BB976D4AE2 / 2026-09 / Core 0.965
QSOR-0001850 | EXP-0328 | 46.8067 | 0.96002 | 44.9352 |  | 0 | 0% | 44.9352 | -3.998% | PASS | PUBLISH | PRODUCTION | Engine RUN-5F3B32BB976D4AE2 / 2026-09 / Core 0.965
QSOR-0001851 | EXP-0328 | 44.2912 | 0.96002 | 42.5203 |  | 0 | 0% | 42.5203 | -3.998% | PASS | PUBLISH | PRODUCTION | Engine RUN-5F3B32BB976D4AE2 / 2026-09 / Core 0.965
QSOR-0001852 | EXP-0328 | 50.4759 | 0.96002 | 48.4577 |  | 0 | 0% | 48.4577 | -3.998% | PASS | PUBLISH | PRODUCTION | Engine RUN-5F3B32BB976D4AE2 / 2026-09 / Core 0.965
QSOR-0001853 | EXP-0328 | 50.8303 | 0.96002 | 48.798 |  | 0 | 0% | 48.798 | -3.998% | PASS | PUBLISH | PRODUCTION | Engine RUN-5F3B32BB976D4AE2 / 2026-09 / Core 0.965
QSOR-0001854 | EXP-0328 | 61.3129 | 0.96002 | 58.8614 |  | 0 | 0% | 58.8614 | -3.998% | PASS | PUBLISH | PRODUCTION | Engine RUN-5F3B32BB976D4AE2 / 2026-09 / Core 0.965
QSOR-0001855 | EXP-0328 | 70.0923 | 0.96002 | 67.2898 |  | 0 | 0% | 67.2898 | -3.998% | PASS | PUBLISH | PRODUCTION | Engine RUN-5F3B32BB976D4AE2 / 2026-09 / Core 0.965
QSOR-0001856 | EXP-0328 | 84.4354 | 0.96002 | 81.0593 |  | 0 | 0% | 81.0593 | -3.998% | PASS | PUBLISH | PRODUCTION | Engine RUN-5F3B32BB976D4AE2 / 2026-09 / Core 0.965
QSOR-0001857 | EXP-0328 | 97.3081 | 0.96002 | 93.4173 |  | 0 | 0% | 93.4173 | -3.998% | PASS | PUBLISH | PRODUCTION | Engine RUN-5F3B32BB976D4AE2 / 2026-09 / Core 0.965
QSOR-0001858 | EXP-0328 | 115.7132 | 0.96002 | 111.0866 |  | 0 | 0% | 111.0866 | -3.998% | PASS | PUBLISH | PRODUCTION | Engine RUN-5F3B32BB976D4AE2 / 2026-09 / Core 0.965
QSOR-0001859 | EXP-0328 | 134.0002 | 0.96002 | 128.6424 |  | 0 | 0% | 128.6424 | -3.998% | PASS | PUBLISH | PRODUCTION | Engine RUN-5F3B32BB976D4AE2 / 2026-09 / Core 0.965
QSOR-0001860 | EXP-0328 | 156.3003 | 0.96002 | 150.0508 |  | 0 | 0% | 150.0508 | -3.998% | PASS | PUBLISH | PRODUCTION | Engine RUN-5F3B32BB976D4AE2 / 2026-09 / Core 0.965
QSOR-0001861 | EXP-0328 | 187.919 | 0.96002 | 180.4053 |  | 0 | 0% | 180.4053 | -3.998% | PASS | PUBLISH | PRODUCTION | Engine RUN-5F3B32BB976D4AE2 / 2026-09 / Core 0.965
QSOR-0001862 | EXP-0328 | 216.8673 | 0.96002 | 208.1961 |  | 0 | 0% | 208.1961 | -3.998% | PASS | PUBLISH | PRODUCTION | Engine RUN-5F3B32BB976D4AE2 / 2026-09 / Core 0.965
QSOR-0001863 | EXP-0328 | 257.635 | 0.96002 | 247.3338 |  | 0 | 0% | 247.3338 | -3.998% | PASS | PUBLISH | PRODUCTION | Engine RUN-5F3B32BB976D4AE2 / 2026-09 / Core 0.965
QSOR-0001864 | EXP-0328 | 299.7774 | 0.96002 | 287.7912 |  | 0 | 0% | 287.7912 | -3.998% | PASS | PUBLISH | PRODUCTION | Engine RUN-5F3B32BB976D4AE2 / 2026-09 / Core 0.965
QSOR-0001865 | EXP-0328 | 357.5548 | 0.96002 | 343.2584 |  | 0 | 0% | 343.2584 | -3.998% | PASS | PUBLISH | PRODUCTION | Engine RUN-5F3B32BB976D4AE2 / 2026-09 / Core 0.965
QSOR-0001866 | EXP-0328 | 412.8908 | 0.96002 | 396.3818 |  | 0 | 0% | 396.3818 | -3.998% | PASS | PUBLISH | PRODUCTION | Engine RUN-5F3B32BB976D4AE2 / 2026-09 / Core 0.965
QSOR-0001867 | EXP-0328 | 485.7589 | 0.96002 | 466.3364 |  | 0 | 0% | 466.3364 | -3.998% | PASS | PUBLISH | PRODUCTION | Engine RUN-5F3B32BB976D4AE2 / 2026-09 / Core 0.965
QSOR-0001868 | EXP-0328 | 568.9491 | 0.96002 | 546.2003 |  | 0 | 0% | 546.2003 | -3.998% | PASS | PUBLISH | PRODUCTION | Engine RUN-5F3B32BB976D4AE2 / 2026-09 / Core 0.965
QSOR-0001869 | EXP-0329 | 8.7655 | 0.96002 | 8.415 |  | 0 | 0% | 8.415 | -3.998% | PASS | PUBLISH | PRODUCTION | Engine RUN-5F3B32BB976D4AE2 / 2026-09 / Core 0.965
QSOR-0001870 | EXP-0329 | 9.1021 | 0.96002 | 8.7382 |  | 0 | 0% | 8.7382 | -3.998% | PASS | PUBLISH | PRODUCTION | Engine RUN-5F3B32BB976D4AE2 / 2026-09 / Core 0.965
QSOR-0001871 | EXP-0329 | 10.1728 | 0.96002 | 9.7661 |  | 0 | 0% | 9.7661 | -3.998% | PASS | PUBLISH | PRODUCTION | Engine RUN-5F3B32BB976D4AE2 / 2026-09 / Core 0.965
QSOR-0001872 | EXP-0329 | 10.2117 | 0.96002 | 9.8034 |  | 0 | 0% | 9.8034 | -3.998% | PASS | PUBLISH | PRODUCTION | Engine RUN-5F3B32BB976D4AE2 / 2026-09 / Core 0.965
QSOR-0001873 | EXP-0329 | 15.2202 | 0.96002 | 14.6117 |  | 0 | 0% | 14.6117 | -3.998% | PASS | PUBLISH | PRODUCTION | Engine RUN-5F3B32BB976D4AE2 / 2026-09 / Core 0.965
QSOR-0001874 | EXP-0329 | 20.9787 | 0.96002 | 20.1399 |  | 0 | 0% | 20.1399 | -3.998% | PASS | PUBLISH | PRODUCTION | Engine RUN-5F3B32BB976D4AE2 / 2026-09 / Core 0.965
QSOR-0001875 | EXP-0329 | 23.5121 | 0.96002 | 22.572 |  | 0 | 0% | 22.572 | -3.998% | PASS | PUBLISH | PRODUCTION | Engine RUN-5F3B32BB976D4AE2 / 2026-09 / Core 0.965
QSOR-0001876 | EXP-0329 | 29.9854 | 0.96002 | 28.7865 |  | 0 | 0% | 28.7865 | -3.998% | PASS | PUBLISH | PRODUCTION | Engine RUN-5F3B32BB976D4AE2 / 2026-09 / Core 0.965
QSOR-0001877 | EXP-0329 | 39.9244 | 0.96002 | 38.328 |  | 0 | 0% | 38.328 | -3.998% | PASS | PUBLISH | PRODUCTION | Engine RUN-5F3B32BB976D4AE2 / 2026-09 / Core 0.965
QSOR-0001878 | EXP-0329 | 51.9887 | 0.96002 | 49.91 |  | 0 | 0% | 49.91 | -3.998% | PASS | PUBLISH | PRODUCTION | Engine RUN-5F3B32BB976D4AE2 / 2026-09 / Core 0.965
QSOR-0001879 | EXP-0329 | 67.4082 | 0.96002 | 64.7129 |  | 0 | 0% | 64.7129 | -3.998% | PASS | PUBLISH | PRODUCTION | Engine RUN-5F3B32BB976D4AE2 / 2026-09 / Core 0.965
QSOR-0001880 | EXP-0329 | 91.0714 | 0.96002 | 87.4301 |  | 0 | 0% | 87.4301 | -3.998% | PASS | PUBLISH | PRODUCTION | Engine RUN-5F3B32BB976D4AE2 / 2026-09 / Core 0.965
QSOR-0001881 | EXP-0329 | 117.4575 | 0.96002 | 112.7611 |  | 0 | 0% | 112.7611 | -3.998% | PASS | PUBLISH | PRODUCTION | Engine RUN-5F3B32BB976D4AE2 / 2026-09 / Core 0.965
QSOR-0001882 | EXP-0329 | 149.7196 | 0.96002 | 143.7332 |  | 0 | 0% | 143.7332 | -3.998% | PASS | PUBLISH | PRODUCTION | Engine RUN-5F3B32BB976D4AE2 / 2026-09 / Core 0.965
QSOR-0001883 | EXP-0329 | 184.0176 | 0.96002 | 176.6598 |  | 0 | 0% | 176.6598 | -3.998% | PASS | PUBLISH | PRODUCTION | Engine RUN-5F3B32BB976D4AE2 / 2026-09 / Core 0.965
QSOR-0001884 | EXP-0329 | 233.6366 | 0.96002 | 224.2949 |  | 0 | 0% | 224.2949 | -3.998% | PASS | PUBLISH | PRODUCTION | Engine RUN-5F3B32BB976D4AE2 / 2026-09 / Core 0.965
QSOR-0001885 | EXP-0329 | 288.8105 | 0.96002 | 277.2627 |  | 0 | 0% | 277.2627 | -3.998% | PASS | PUBLISH | PRODUCTION | Engine RUN-5F3B32BB976D4AE2 / 2026-09 / Core 0.965
QSOR-0001886 | EXP-0329 | 361.5413 | 0.96002 | 347.0855 |  | 0 | 0% | 347.0855 | -3.998% | PASS | PUBLISH | PRODUCTION | Engine RUN-5F3B32BB976D4AE2 / 2026-09 / Core 0.965
QSOR-0001887 | EXP-0329 | 454.3111 | 0.96002 | 436.146 |  | 0 | 0% | 436.146 | -3.998% | PASS | PUBLISH | PRODUCTION | Engine RUN-5F3B32BB976D4AE2 / 2026-09 / Core 0.965
QSOR-0001888 | EXP-0330 | 27.9981 | 0.96002 | 26.8787 |  | 0 | 0% | 26.8787 | -3.998% | PASS | PUBLISH | PRODUCTION | Engine RUN-5F3B32BB976D4AE2 / 2026-09 / Core 0.965
QSOR-0001889 | EXP-0330 | 28.4473 | 0.96002 | 27.3099 |  | 0 | 0% | 27.3099 | -3.998% | PASS | PUBLISH | PRODUCTION | Engine RUN-5F3B32BB976D4AE2 / 2026-09 / Core 0.965
QSOR-0001890 | EXP-0330 | 33.4487 | 0.96002 | 32.1113 |  | 0 | 0% | 32.1113 | -3.998% | PASS | PUBLISH | PRODUCTION | Engine RUN-5F3B32BB976D4AE2 / 2026-09 / Core 0.965
QSOR-0001891 | EXP-0330 | 38.3008 | 0.96002 | 36.7694 |  | 0 | 0% | 36.7694 | -3.998% | PASS | PUBLISH | PRODUCTION | Engine RUN-5F3B32BB976D4AE2 / 2026-09 / Core 0.965
QSOR-0001892 | EXP-0330 | 44.9514 | 0.96002 | 43.1541 |  | 0 | 0% | 43.1541 | -3.998% | PASS | PUBLISH | PRODUCTION | Engine RUN-5F3B32BB976D4AE2 / 2026-09 / Core 0.965
QSOR-0001893 | EXP-0330 | 50.6115 | 0.96002 | 48.5879 |  | 0 | 0% | 48.5879 | -3.998% | PASS | PUBLISH | PRODUCTION | Engine RUN-5F3B32BB976D4AE2 / 2026-09 / Core 0.965
QSOR-0001894 | EXP-0330 | 59.5446 | 0.96002 | 57.1638 |  | 0 | 0% | 57.1638 | -3.998% | PASS | PUBLISH | PRODUCTION | Engine RUN-5F3B32BB976D4AE2 / 2026-09 / Core 0.965
QSOR-0001895 | EXP-0330 | 64.3599 | 0.96002 | 61.7866 |  | 0 | 0% | 61.7866 | -3.998% | PASS | PUBLISH | PRODUCTION | Engine RUN-5F3B32BB976D4AE2 / 2026-09 / Core 0.965
QSOR-0001896 | EXP-0330 | 69.0943 | 0.96002 | 66.3317 |  | 0 | 0% | 66.3317 | -3.998% | PASS | PUBLISH | PRODUCTION | Engine RUN-5F3B32BB976D4AE2 / 2026-09 / Core 0.965
QSOR-0001897 | EXP-0330 | 87.6464 | 0.96002 | 84.1419 |  | 0 | 0% | 84.1419 | -3.998% | PASS | PUBLISH | PRODUCTION | Engine RUN-5F3B32BB976D4AE2 / 2026-09 / Core 0.965
QSOR-0001898 | EXP-0330 | 118.1944 | 0.96002 | 113.4685 |  | 0 | 0% | 113.4685 | -3.998% | PASS | PUBLISH | PRODUCTION | Engine RUN-5F3B32BB976D4AE2 / 2026-09 / Core 0.965
QSOR-0001899 | EXP-0330 | 161.8626 | 0.96002 | 155.3907 |  | 0 | 0% | 155.3907 | -3.998% | PASS | PUBLISH | PRODUCTION | Engine RUN-5F3B32BB976D4AE2 / 2026-09 / Core 0.965
QSOR-0001900 | EXP-0330 | 215.4856 | 0.96002 | 206.8697 |  | 0 | 0% | 206.8697 | -3.998% | PASS | PUBLISH | PRODUCTION | Engine RUN-5F3B32BB976D4AE2 / 2026-09 / Core 0.965
QSOR-0001901 | EXP-0330 | 284.3853 | 0.96002 | 273.0145 |  | 0 | 0% | 273.0145 | -3.998% | PASS | PUBLISH | PRODUCTION | Engine RUN-5F3B32BB976D4AE2 / 2026-09 / Core 0.965
QSOR-0001902 | EXP-0330 | 363.877 | 0.96002 | 349.3278 |  | 0 | 0% | 349.3278 | -3.998% | PASS | PUBLISH | PRODUCTION | Engine RUN-5F3B32BB976D4AE2 / 2026-09 / Core 0.965
QSOR-0001903 | EXP-0330 | 479.7613 | 0.96002 | 460.5787 |  | 0 | 0% | 460.5787 | -3.998% | PASS | PUBLISH | PRODUCTION | Engine RUN-5F3B32BB976D4AE2 / 2026-09 / Core 0.965
QSOR-0001904 | EXP-0330 | 610.1513 | 0.96002 | 585.7551 |  | 0 | 0% | 585.7551 | -3.998% | PASS | PUBLISH | PRODUCTION | Engine RUN-5F3B32BB976D4AE2 / 2026-09 / Core 0.965
QSOR-0001905 | EXP-0330 | 797.3917 | 0.96002 | 765.5089 |  | 0 | 0% | 765.5089 | -3.998% | PASS | PUBLISH | PRODUCTION | Engine RUN-5F3B32BB976D4AE2 / 2026-09 / Core 0.965
QSOR-0001906 | EXP-0330 | 1050.5544 | 0.96002 | 1008.5492 |  | 0 | 0% | 1008.5492 | -3.998% | PASS | PUBLISH | PRODUCTION | Engine RUN-5F3B32BB976D4AE2 / 2026-09 / Core 0.965
QSOR-0001907 | EXP-0331 | 21.525 | 0.96002 | 20.6644 |  | 0 | 0% | 20.6644 | -3.998% | PASS | PUBLISH | PRODUCTION | Engine RUN-5F3B32BB976D4AE2 / 2026-09 / Core 0.965
QSOR-0001908 | EXP-0331 | 23.7083 | 0.96002 | 22.7603 |  | 0 | 0% | 22.7603 | -3.998% | PASS | PUBLISH | PRODUCTION | Engine RUN-5F3B32BB976D4AE2 / 2026-09 / Core 0.965
QSOR-0001909 | EXP-0331 | 25.8638 | 0.96002 | 24.8297 |  | 0 | 0% | 24.8297 | -3.998% | PASS | PUBLISH | PRODUCTION | Engine RUN-5F3B32BB976D4AE2 / 2026-09 / Core 0.965
QSOR-0001910 | EXP-0331 | 28.5078 | 0.96002 | 27.3679 |  | 0 | 0% | 27.3679 | -3.998% | PASS | PUBLISH | PRODUCTION | Engine RUN-5F3B32BB976D4AE2 / 2026-09 / Core 0.965
QSOR-0001911 | EXP-0331 | 32.2139 | 0.96002 | 30.9259 |  | 0 | 0% | 30.9259 | -3.998% | PASS | PUBLISH | PRODUCTION | Engine RUN-5F3B32BB976D4AE2 / 2026-09 / Core 0.965
QSOR-0001912 | EXP-0331 | 46.3143 | 0.96002 | 44.4625 |  | 0 | 0% | 44.4625 | -3.998% | PASS | PUBLISH | PRODUCTION | Engine RUN-5F3B32BB976D4AE2 / 2026-09 / Core 0.965
QSOR-0001913 | EXP-0331 | 52.2748 | 0.96002 | 50.1846 |  | 0 | 0% | 50.1846 | -3.998% | PASS | PUBLISH | PRODUCTION | Engine RUN-5F3B32BB976D4AE2 / 2026-09 / Core 0.965
QSOR-0001914 | EXP-0331 | 55.7936 | 0.96002 | 53.5627 |  | 0 | 0% | 53.5627 | -3.998% | PASS | PUBLISH | PRODUCTION | Engine RUN-5F3B32BB976D4AE2 / 2026-09 / Core 0.965
QSOR-0001915 | EXP-0331 | 62.4169 | 0.96002 | 59.9212 |  | 0 | 0% | 59.9212 | -3.998% | PASS | PUBLISH | PRODUCTION | Engine RUN-5F3B32BB976D4AE2 / 2026-09 / Core 0.965
QSOR-0001916 | EXP-0331 | 67.2486 | 0.96002 | 64.5597 |  | 0 | 0% | 64.5597 | -3.998% | PASS | PUBLISH | PRODUCTION | Engine RUN-5F3B32BB976D4AE2 / 2026-09 / Core 0.965
QSOR-0001917 | EXP-0331 | 120.4499 | 0.96002 | 115.6338 |  | 0 | 0% | 115.6338 | -3.998% | PASS | PUBLISH | PRODUCTION | Engine RUN-5F3B32BB976D4AE2 / 2026-09 / Core 0.965
QSOR-0001918 | EXP-0331 | 146.3432 | 0.96002 | 140.4919 |  | 0 | 0% | 140.4919 | -3.998% | PASS | PUBLISH | PRODUCTION | Engine RUN-5F3B32BB976D4AE2 / 2026-09 / Core 0.965
QSOR-0001919 | EXP-0331 | 148.0511 | 0.96002 | 142.1314 |  | 0 | 0% | 142.1314 | -3.998% | PASS | PUBLISH | PRODUCTION | Engine RUN-5F3B32BB976D4AE2 / 2026-09 / Core 0.965
QSOR-0001920 | EXP-0331 | 195.9035 | 0.96002 | 188.0705 |  | 0 | 0% | 188.0705 | -3.998% | PASS | PUBLISH | PRODUCTION | Engine RUN-5F3B32BB976D4AE2 / 2026-09 / Core 0.965
QSOR-0001921 | EXP-0331 | 301.0503 | 0.96002 | 289.0132 |  | 0 | 0% | 289.0132 | -3.998% | PASS | PUBLISH | PRODUCTION | Engine RUN-5F3B32BB976D4AE2 / 2026-09 / Core 0.965
QSOR-0001922 | EXP-0331 | 460.5381 | 0.96002 | 442.124 |  | 0 | 0% | 442.124 | -3.998% | PASS | PUBLISH | PRODUCTION | Engine RUN-5F3B32BB976D4AE2 / 2026-09 / Core 0.965
QSOR-0001923 | EXP-0331 | 456.7529 | 0.96002 | 438.4902 |  | 0 | 0% | 438.4902 | -3.998% | PASS | PUBLISH | PRODUCTION | Engine RUN-5F3B32BB976D4AE2 / 2026-09 / Core 0.965
QSOR-0001924 | EXP-0331 | 782.4046 | 0.96002 | 751.121 |  | 0 | 0% | 751.121 | -3.998% | PASS | PUBLISH | PRODUCTION | Engine RUN-5F3B32BB976D4AE2 / 2026-09 / Core 0.965
QSOR-0001925 | EXP-0331 | 1191.5387 | 0.96002 | 1143.8964 |  | 0 | 0% | 1143.8964 | -3.998% | PASS | PUBLISH | PRODUCTION | Engine RUN-5F3B32BB976D4AE2 / 2026-09 / Core 0.965
QSOR-0001926 | EXP-0332 | 55.5276 | 0.96002 | 53.3074 |  | 0 | 0% | 53.3074 | -3.998% | PASS | PUBLISH | PRODUCTION | Engine RUN-5F3B32BB976D4AE2 / 2026-09 / Core 0.965
QSOR-0001927 | EXP-0332 | 58.478 | 0.96002 | 56.1398 |  | 0 | 0% | 56.1398 | -3.998% | PASS | PUBLISH | PRODUCTION | Engine RUN-5F3B32BB976D4AE2 / 2026-09 / Core 0.965
QSOR-0001928 | EXP-0332 | 59.3079 | 0.96002 | 56.9366 |  | 0 | 0% | 56.9366 | -3.998% | PASS | PUBLISH | PRODUCTION | Engine RUN-5F3B32BB976D4AE2 / 2026-09 / Core 0.965
QSOR-0001929 | EXP-0332 | 65.0434 | 0.96002 | 62.4428 |  | 0 | 0% | 62.4428 | -3.998% | PASS | PUBLISH | PRODUCTION | Engine RUN-5F3B32BB976D4AE2 / 2026-09 / Core 0.965
QSOR-0001930 | EXP-0332 | 73.0827 | 0.96002 | 70.1606 |  | 0 | 0% | 70.1606 | -3.998% | PASS | PUBLISH | PRODUCTION | Engine RUN-5F3B32BB976D4AE2 / 2026-09 / Core 0.965
QSOR-0001931 | EXP-0332 | 78.5207 | 0.96002 | 75.3811 |  | 0 | 0% | 75.3811 | -3.998% | PASS | PUBLISH | PRODUCTION | Engine RUN-5F3B32BB976D4AE2 / 2026-09 / Core 0.965
QSOR-0001932 | EXP-0332 | 88.4434 | 0.96002 | 84.9071 |  | 0 | 0% | 84.9071 | -3.998% | PASS | PUBLISH | PRODUCTION | Engine RUN-5F3B32BB976D4AE2 / 2026-09 / Core 0.965
QSOR-0001933 | EXP-0332 | 117.2539 | 0.96002 | 112.5656 |  | 0 | 0% | 112.5656 | -3.998% | PASS | PUBLISH | PRODUCTION | Engine RUN-5F3B32BB976D4AE2 / 2026-09 / Core 0.965
QSOR-0001934 | EXP-0332 | 157.7741 | 0.96002 | 151.4657 |  | 0 | 0% | 151.4657 | -3.998% | PASS | PUBLISH | PRODUCTION | Engine RUN-5F3B32BB976D4AE2 / 2026-09 / Core 0.965
QSOR-0001935 | EXP-0332 | 177.3328 | 0.96002 | 170.2424 |  | 0 | 0% | 170.2424 | -3.998% | PASS | PUBLISH | PRODUCTION | Engine RUN-5F3B32BB976D4AE2 / 2026-09 / Core 0.965
QSOR-0001936 | EXP-0332 | 235.6998 | 0.96002 | 226.2756 |  | 0 | 0% | 226.2756 | -3.998% | PASS | PUBLISH | PRODUCTION | Engine RUN-5F3B32BB976D4AE2 / 2026-09 / Core 0.965
QSOR-0001937 | EXP-0332 | 288.9249 | 0.96002 | 277.3726 |  | 0 | 0% | 277.3726 | -3.998% | PASS | PUBLISH | PRODUCTION | Engine RUN-5F3B32BB976D4AE2 / 2026-09 / Core 0.965
QSOR-0001938 | EXP-0332 | 341.9088 | 0.96002 | 328.238 |  | 0 | 0% | 328.238 | -3.998% | PASS | PUBLISH | PRODUCTION | Engine RUN-5F3B32BB976D4AE2 / 2026-09 / Core 0.965
QSOR-0001939 | EXP-0332 | 414.1478 | 0.96002 | 397.5885 |  | 0 | 0% | 397.5885 | -3.998% | PASS | PUBLISH | PRODUCTION | Engine RUN-5F3B32BB976D4AE2 / 2026-09 / Core 0.965
QSOR-0001940 | EXP-0332 | 487.5286 | 0.96002 | 468.0353 |  | 0 | 0% | 468.0353 | -3.998% | PASS | PUBLISH | PRODUCTION | Engine RUN-5F3B32BB976D4AE2 / 2026-09 / Core 0.965
QSOR-0001941 | EXP-0332 | 595.3432 | 0.96002 | 571.5391 |  | 0 | 0% | 571.5391 | -3.998% | PASS | PUBLISH | PRODUCTION | Engine RUN-5F3B32BB976D4AE2 / 2026-09 / Core 0.965
QSOR-0001942 | EXP-0332 | 706.9794 | 0.96002 | 678.7117 |  | 0 | 0% | 678.7117 | -3.998% | PASS | PUBLISH | PRODUCTION | Engine RUN-5F3B32BB976D4AE2 / 2026-09 / Core 0.965
QSOR-0001943 | EXP-0332 | 845.7718 | 0.96002 | 811.9546 |  | 0 | 0% | 811.9546 | -3.998% | PASS | PUBLISH | PRODUCTION | Engine RUN-5F3B32BB976D4AE2 / 2026-09 / Core 0.965
QSOR-0001944 | EXP-0332 | 1033.1323 | 0.96002 | 991.8237 |  | 0 | 0% | 991.8237 | -3.998% | PASS | PUBLISH | PRODUCTION | Engine RUN-5F3B32BB976D4AE2 / 2026-09 / Core 0.965
QSOR-0001945 | EXP-0333 | 78.9742 | 0.96002 | 75.8165 |  | 0 | 0% | 75.8165 | -3.998% | PASS | PUBLISH | PRODUCTION | Engine RUN-5F3B32BB976D4AE2 / 2026-09 / Core 0.965
QSOR-0001946 | EXP-0333 | 82.0681 | 0.96002 | 78.7867 |  | 0 | 0% | 78.7867 | -3.998% | PASS | PUBLISH | PRODUCTION | Engine RUN-5F3B32BB976D4AE2 / 2026-09 / Core 0.965
QSOR-0001947 | EXP-0333 | 90.5598 | 0.96002 | 86.9388 |  | 0 | 0% | 86.9388 | -3.998% | PASS | PUBLISH | PRODUCTION | Engine RUN-5F3B32BB976D4AE2 / 2026-09 / Core 0.965
QSOR-0001948 | EXP-0333 | 99.4686 | 0.96002 | 95.4915 |  | 0 | 0% | 95.4915 | -3.998% | PASS | PUBLISH | PRODUCTION | Engine RUN-5F3B32BB976D4AE2 / 2026-09 / Core 0.965
QSOR-0001949 | EXP-0333 | 109.265 | 0.96002 | 104.8962 |  | 0 | 0% | 104.8962 | -3.998% | PASS | PUBLISH | PRODUCTION | Engine RUN-5F3B32BB976D4AE2 / 2026-09 / Core 0.965
QSOR-0001950 | EXP-0333 | 124.761 | 0.96002 | 119.7726 |  | 0 | 0% | 119.7726 | -3.998% | PASS | PUBLISH | PRODUCTION | Engine RUN-5F3B32BB976D4AE2 / 2026-09 / Core 0.965
QSOR-0001951 | EXP-0333 | 194.714 | 0.96002 | 186.9286 |  | 0 | 0% | 186.9286 | -3.998% | PASS | PUBLISH | PRODUCTION | Engine RUN-5F3B32BB976D4AE2 / 2026-09 / Core 0.965
QSOR-0001952 | EXP-0333 | 266.2082 | 0.96002 | 255.5641 |  | 0 | 0% | 255.5641 | -3.998% | PASS | PUBLISH | PRODUCTION | Engine RUN-5F3B32BB976D4AE2 / 2026-09 / Core 0.965
QSOR-0001953 | EXP-0333 | 341.7266 | 0.96002 | 328.063 |  | 0 | 0% | 328.063 | -3.998% | PASS | PUBLISH | PRODUCTION | Engine RUN-5F3B32BB976D4AE2 / 2026-09 / Core 0.965
QSOR-0001954 | EXP-0333 | 412.3618 | 0.96002 | 395.874 |  | 0 | 0% | 395.874 | -3.998% | PASS | PUBLISH | PRODUCTION | Engine RUN-5F3B32BB976D4AE2 / 2026-09 / Core 0.965
QSOR-0001955 | EXP-0333 | 479.4842 | 0.96002 | 460.3125 |  | 0 | 0% | 460.3125 | -3.998% | PASS | PUBLISH | PRODUCTION | Engine RUN-5F3B32BB976D4AE2 / 2026-09 / Core 0.965
QSOR-0001956 | EXP-0333 | 525.5515 | 0.96002 | 504.538 |  | 0 | 0% | 504.538 | -3.998% | PASS | PUBLISH | PRODUCTION | Engine RUN-5F3B32BB976D4AE2 / 2026-09 / Core 0.965
QSOR-0001957 | EXP-0334 | 30.833 | 0.96002 | 29.6002 |  | 0 | 0% | 29.6002 | -3.998% | PASS | PUBLISH | PRODUCTION | Engine RUN-5F3B32BB976D4AE2 / 2026-09 / Core 0.965
QSOR-0001958 | EXP-0334 | 33.8292 | 0.96002 | 32.4766 |  | 0 | 0% | 32.4766 | -3.998% | PASS | PUBLISH | PRODUCTION | Engine RUN-5F3B32BB976D4AE2 / 2026-09 / Core 0.965
QSOR-0001959 | EXP-0334 | 38.3218 | 0.96002 | 36.7895 |  | 0 | 0% | 36.7895 | -3.998% | PASS | PUBLISH | PRODUCTION | Engine RUN-5F3B32BB976D4AE2 / 2026-09 / Core 0.965
QSOR-0001960 | EXP-0334 | 43.903 | 0.96002 | 42.1476 |  | 0 | 0% | 42.1476 | -3.998% | PASS | PUBLISH | PRODUCTION | Engine RUN-5F3B32BB976D4AE2 / 2026-09 / Core 0.965
QSOR-0001961 | EXP-0334 | 60.1347 | 0.96002 | 57.7303 |  | 0 | 0% | 57.7303 | -3.998% | PASS | PUBLISH | PRODUCTION | Engine RUN-5F3B32BB976D4AE2 / 2026-09 / Core 0.965
QSOR-0001962 | EXP-0334 | 68.9738 | 0.96002 | 66.2159 |  | 0 | 0% | 66.2159 | -3.998% | PASS | PUBLISH | PRODUCTION | Engine RUN-5F3B32BB976D4AE2 / 2026-09 / Core 0.965
QSOR-0001963 | EXP-0334 | 110.5614 | 0.96002 | 106.1407 |  | 0 | 0% | 106.1407 | -3.998% | PASS | PUBLISH | PRODUCTION | Engine RUN-5F3B32BB976D4AE2 / 2026-09 / Core 0.965
QSOR-0001964 | EXP-0334 | 149.955 | 0.96002 | 143.9593 |  | 0 | 0% | 143.9593 | -3.998% | PASS | PUBLISH | PRODUCTION | Engine RUN-5F3B32BB976D4AE2 / 2026-09 / Core 0.965
QSOR-0001965 | EXP-0334 | 156.5373 | 0.96002 | 150.2783 |  | 0 | 0% | 150.2783 | -3.998% | PASS | PUBLISH | PRODUCTION | Engine RUN-5F3B32BB976D4AE2 / 2026-09 / Core 0.965
QSOR-0001966 | EXP-0334 | 212.9258 | 0.96002 | 204.4122 |  | 0 | 0% | 204.4122 | -3.998% | PASS | PUBLISH | PRODUCTION | Engine RUN-5F3B32BB976D4AE2 / 2026-09 / Core 0.965
QSOR-0001967 | EXP-0334 | 235.7826 | 0.96002 | 226.3551 |  | 0 | 0% | 226.3551 | -3.998% | PASS | PUBLISH | PRODUCTION | Engine RUN-5F3B32BB976D4AE2 / 2026-09 / Core 0.965
QSOR-0001968 | EXP-0334 | 272.2879 | 0.96002 | 261.4008 |  | 0 | 0% | 261.4008 | -3.998% | PASS | PUBLISH | PRODUCTION | Engine RUN-5F3B32BB976D4AE2 / 2026-09 / Core 0.965
QSOR-0001969 | EXP-0335 | 81.1695 | 0.96002 | 77.9241 |  | 0 | 0% | 77.9241 | -3.998% | PASS | PUBLISH | PRODUCTION | Engine RUN-5F3B32BB976D4AE2 / 2026-09 / Core 0.965
QSOR-0001970 | EXP-0335 | 100.8443 | 0.96002 | 96.8122 |  | 0 | 0% | 96.8122 | -3.998% | PASS | PUBLISH | PRODUCTION | Engine RUN-5F3B32BB976D4AE2 / 2026-09 / Core 0.965
QSOR-0001971 | EXP-0335 | 126.237 | 0.96002 | 121.1896 |  | 0 | 0% | 121.1896 | -3.998% | PASS | PUBLISH | PRODUCTION | Engine RUN-5F3B32BB976D4AE2 / 2026-09 / Core 0.965
QSOR-0001972 | EXP-0335 | 158.2697 | 0.96002 | 151.9415 |  | 0 | 0% | 151.9415 | -3.998% | PASS | PUBLISH | PRODUCTION | Engine RUN-5F3B32BB976D4AE2 / 2026-09 / Core 0.965
QSOR-0001973 | EXP-0335 | 197.0624 | 0.96002 | 189.1831 |  | 0 | 0% | 189.1831 | -3.998% | PASS | PUBLISH | PRODUCTION | Engine RUN-5F3B32BB976D4AE2 / 2026-09 / Core 0.965
QSOR-0001974 | EXP-0335 | 246.6541 | 0.96002 | 236.7919 |  | 0 | 0% | 236.7919 | -3.998% | PASS | PUBLISH | PRODUCTION | Engine RUN-5F3B32BB976D4AE2 / 2026-09 / Core 0.965
QSOR-0001975 | EXP-0335 | 307.8413 | 0.96002 | 295.5326 |  | 0 | 0% | 295.5326 | -3.998% | PASS | PUBLISH | PRODUCTION | Engine RUN-5F3B32BB976D4AE2 / 2026-09 / Core 0.965
QSOR-0001976 | EXP-0335 | 386.1743 | 0.96002 | 370.7335 |  | 0 | 0% | 370.7335 | -3.998% | PASS | PUBLISH | PRODUCTION | Engine RUN-5F3B32BB976D4AE2 / 2026-09 / Core 0.965
QSOR-0001977 | EXP-0335 | 483.9848 | 0.96002 | 464.6333 |  | 0 | 0% | 464.6333 | -3.998% | PASS | PUBLISH | PRODUCTION | Engine RUN-5F3B32BB976D4AE2 / 2026-09 / Core 0.965
QSOR-0001978 | EXP-0335 | 601.432 | 0.96002 | 577.3844 |  | 0 | 0% | 577.3844 | -3.998% | PASS | PUBLISH | PRODUCTION | Engine RUN-5F3B32BB976D4AE2 / 2026-09 / Core 0.965
QSOR-0001979 | EXP-0335 | 753.8998 | 0.96002 | 723.756 |  | 0 | 0% | 723.756 | -3.998% | PASS | PUBLISH | PRODUCTION | Engine RUN-5F3B32BB976D4AE2 / 2026-09 / Core 0.965
QSOR-0001980 | EXP-0335 | 943.7588 | 0.96002 | 906.0237 |  | 0 | 0% | 906.0237 | -3.998% | PASS | PUBLISH | PRODUCTION | Engine RUN-5F3B32BB976D4AE2 / 2026-09 / Core 0.965
QSOR-0001981 | EXP-0336 | 72.8925 | 0.96002 | 69.9779 |  | 0 | 0% | 69.9779 | -3.998% | PASS | PUBLISH | PRODUCTION | Engine RUN-5F3B32BB976D4AE2 / 2026-09 / Core 0.965
QSOR-0001982 | EXP-0336 | 102.4567 | 0.96002 | 98.3601 |  | 0 | 0% | 98.3601 | -3.998% | PASS | PUBLISH | PRODUCTION | Engine RUN-5F3B32BB976D4AE2 / 2026-09 / Core 0.965
QSOR-0001983 | EXP-0336 | 113.1994 | 0.96002 | 108.6733 |  | 0 | 0% | 108.6733 | -3.998% | PASS | PUBLISH | PRODUCTION | Engine RUN-5F3B32BB976D4AE2 / 2026-09 / Core 0.965
QSOR-0001984 | EXP-0336 | 124.1381 | 0.96002 | 119.1746 |  | 0 | 0% | 119.1746 | -3.998% | PASS | PUBLISH | PRODUCTION | Engine RUN-5F3B32BB976D4AE2 / 2026-09 / Core 0.965
QSOR-0001985 | EXP-0336 | 139.2832 | 0.96002 | 133.7141 |  | 0 | 0% | 133.7141 | -3.998% | PASS | PUBLISH | PRODUCTION | Engine RUN-5F3B32BB976D4AE2 / 2026-09 / Core 0.965
QSOR-0001986 | EXP-0336 | 167.8391 | 0.96002 | 161.1282 |  | 0 | 0% | 161.1282 | -3.998% | PASS | PUBLISH | PRODUCTION | Engine RUN-5F3B32BB976D4AE2 / 2026-09 / Core 0.965
QSOR-0001987 | EXP-0336 | 208.103 | 0.96002 | 199.7823 |  | 0 | 0% | 199.7823 | -3.998% | PASS | PUBLISH | PRODUCTION | Engine RUN-5F3B32BB976D4AE2 / 2026-09 / Core 0.965
QSOR-0001988 | EXP-0336 | 312.4085 | 0.96002 | 299.9172 |  | 0 | 0% | 299.9172 | -3.998% | PASS | PUBLISH | PRODUCTION | Engine RUN-5F3B32BB976D4AE2 / 2026-09 / Core 0.965
QSOR-0001989 | EXP-0336 | 472.7537 | 0.96002 | 453.8512 |  | 0 | 0% | 453.8512 | -3.998% | PASS | PUBLISH | PRODUCTION | Engine RUN-5F3B32BB976D4AE2 / 2026-09 / Core 0.965
QSOR-0001990 | EXP-0336 | 710.2222 | 0.96002 | 681.8248 |  | 0 | 0% | 681.8248 | -3.998% | PASS | PUBLISH | PRODUCTION | Engine RUN-5F3B32BB976D4AE2 / 2026-09 / Core 0.965
QSOR-0001991 | EXP-0336 | 1069.5833 | 0.96002 | 1026.8173 |  | 0 | 0% | 1026.8173 | -3.998% | PASS | PUBLISH | PRODUCTION | Engine RUN-5F3B32BB976D4AE2 / 2026-09 / Core 0.965
QSOR-0001992 | EXP-0336 | 1598.4912 | 0.96002 | 1534.5774 |  | 0 | 0% | 1534.5774 | -3.998% | PASS | PUBLISH | PRODUCTION | Engine RUN-5F3B32BB976D4AE2 / 2026-09 / Core 0.965
QSOR-0001993 | EXP-0337 | 87.1203 | 0.96002 | 83.6369 |  | 0 | 0% | 83.6369 | -3.998% | PASS | PUBLISH | PRODUCTION | Engine RUN-5F3B32BB976D4AE2 / 2026-09 / Core 0.965
QSOR-0001994 | EXP-0337 | 109.357 | 0.96002 | 104.9845 |  | 0 | 0% | 104.9845 | -3.998% | PASS | PUBLISH | PRODUCTION | Engine RUN-5F3B32BB976D4AE2 / 2026-09 / Core 0.965
QSOR-0001995 | EXP-0337 | 124.5233 | 0.96002 | 119.5444 |  | 0 | 0% | 119.5444 | -3.998% | PASS | PUBLISH | PRODUCTION | Engine RUN-5F3B32BB976D4AE2 / 2026-09 / Core 0.965
QSOR-0001996 | EXP-0337 | 138.0005 | 0.96002 | 132.4827 |  | 0 | 0% | 132.4827 | -3.998% | PASS | PUBLISH | PRODUCTION | Engine RUN-5F3B32BB976D4AE2 / 2026-09 / Core 0.965
QSOR-0001997 | EXP-0337 | 166.4482 | 0.96002 | 159.793 |  | 0 | 0% | 159.793 | -3.998% | PASS | PUBLISH | PRODUCTION | Engine RUN-5F3B32BB976D4AE2 / 2026-09 / Core 0.965
QSOR-0001998 | EXP-0337 | 199.8493 | 0.96002 | 191.8585 |  | 0 | 0% | 191.8585 | -3.998% | PASS | PUBLISH | PRODUCTION | Engine RUN-5F3B32BB976D4AE2 / 2026-09 / Core 0.965
QSOR-0001999 | EXP-0337 | 294.7542 | 0.96002 | 282.9688 |  | 0 | 0% | 282.9688 | -3.998% | PASS | PUBLISH | PRODUCTION | Engine RUN-5F3B32BB976D4AE2 / 2026-09 / Core 0.965
QSOR-0002000 | EXP-0337 | 444.8677 | 0.96002 | 427.0802 |  | 0 | 0% | 427.0802 | -3.998% | PASS | PUBLISH | PRODUCTION | Engine RUN-5F3B32BB976D4AE2 / 2026-09 / Core 0.965
QSOR-0002001 | EXP-0337 | 672.7028 | 0.96002 | 645.8056 |  | 0 | 0% | 645.8056 | -3.998% | PASS | PUBLISH | PRODUCTION | Engine RUN-5F3B32BB976D4AE2 / 2026-09 / Core 0.965
QSOR-0002002 | EXP-0337 | 1005.1972 | 0.96002 | 965.0055 |  | 0 | 0% | 965.0055 | -3.998% | PASS | PUBLISH | PRODUCTION | Engine RUN-5F3B32BB976D4AE2 / 2026-09 / Core 0.965
QSOR-0002003 | EXP-0337 | 1207.5234 | 0.96002 | 1159.242 |  | 0 | 0% | 1159.242 | -3.998% | PASS | PUBLISH | PRODUCTION | Engine RUN-5F3B32BB976D4AE2 / 2026-09 / Core 0.965
QSOR-0002004 | EXP-0337 | 1454.8881 | 0.96002 | 1396.7161 |  | 0 | 0% | 1396.7161 | -3.998% | PASS | PUBLISH | PRODUCTION | Engine RUN-5F3B32BB976D4AE2 / 2026-09 / Core 0.965
QSOR-0002005 | EXP-0338 | 100.1595 | 0.96002 | 96.1547 |  | 0 | 0% | 96.1547 | -3.998% | PASS | PUBLISH | PRODUCTION | Engine RUN-5F3B32BB976D4AE2 / 2026-09 / Core 0.965
QSOR-0002006 | EXP-0338 | 105.3711 | 0.96002 | 101.1579 |  | 0 | 0% | 101.1579 | -3.998% | PASS | PUBLISH | PRODUCTION | Engine RUN-5F3B32BB976D4AE2 / 2026-09 / Core 0.965
QSOR-0002007 | EXP-0338 | 116.1111 | 0.96002 | 111.4685 |  | 0 | 0% | 111.4685 | -3.998% | PASS | PUBLISH | PRODUCTION | Engine RUN-5F3B32BB976D4AE2 / 2026-09 / Core 0.965
QSOR-0002008 | EXP-0338 | 136.2877 | 0.96002 | 130.8384 |  | 0 | 0% | 130.8384 | -3.998% | PASS | PUBLISH | PRODUCTION | Engine RUN-5F3B32BB976D4AE2 / 2026-09 / Core 0.965
QSOR-0002009 | EXP-0338 | 173.2034 | 0.96002 | 166.2781 |  | 0 | 0% | 166.2781 | -3.998% | PASS | PUBLISH | PRODUCTION | Engine RUN-5F3B32BB976D4AE2 / 2026-09 / Core 0.965
QSOR-0002010 | EXP-0338 | 221.4917 | 0.96002 | 212.6356 |  | 0 | 0% | 212.6356 | -3.998% | PASS | PUBLISH | PRODUCTION | Engine RUN-5F3B32BB976D4AE2 / 2026-09 / Core 0.965
QSOR-0002011 | EXP-0338 | 266.3816 | 0.96002 | 255.7306 |  | 0 | 0% | 255.7306 | -3.998% | PASS | PUBLISH | PRODUCTION | Engine RUN-5F3B32BB976D4AE2 / 2026-09 / Core 0.965
QSOR-0002012 | EXP-0338 | 355.2042 | 0.96002 | 341.0018 |  | 0 | 0% | 341.0018 | -3.998% | PASS | PUBLISH | PRODUCTION | Engine RUN-5F3B32BB976D4AE2 / 2026-09 / Core 0.965
QSOR-0002013 | EXP-0339 | 128.3322 | 0.96002 | 123.201 |  | 0 | 0% | 123.201 | -3.998% | PASS | PUBLISH | PRODUCTION | Engine RUN-5F3B32BB976D4AE2 / 2026-09 / Core 0.965
QSOR-0002014 | EXP-0339 | 133.4698 | 0.96002 | 128.1332 |  | 0 | 0% | 128.1332 | -3.998% | PASS | PUBLISH | PRODUCTION | Engine RUN-5F3B32BB976D4AE2 / 2026-09 / Core 0.965
QSOR-0002015 | EXP-0339 | 148.75 | 0.96002 | 142.8024 |  | 0 | 0% | 142.8024 | -3.998% | PASS | PUBLISH | PRODUCTION | Engine RUN-5F3B32BB976D4AE2 / 2026-09 / Core 0.965
QSOR-0002016 | EXP-0339 | 173.8877 | 0.96002 | 166.935 |  | 0 | 0% | 166.935 | -3.998% | PASS | PUBLISH | PRODUCTION | Engine RUN-5F3B32BB976D4AE2 / 2026-09 / Core 0.965
QSOR-0002017 | EXP-0339 | 215.0391 | 0.96002 | 206.441 |  | 0 | 0% | 206.441 | -3.998% | PASS | PUBLISH | PRODUCTION | Engine RUN-5F3B32BB976D4AE2 / 2026-09 / Core 0.965
QSOR-0002018 | EXP-0339 | 279.8999 | 0.96002 | 268.7084 |  | 0 | 0% | 268.7084 | -3.998% | PASS | PUBLISH | PRODUCTION | Engine RUN-5F3B32BB976D4AE2 / 2026-09 / Core 0.965
QSOR-0002019 | EXP-0339 | 365.5492 | 0.96002 | 350.9332 |  | 0 | 0% | 350.9332 | -3.998% | PASS | PUBLISH | PRODUCTION | Engine RUN-5F3B32BB976D4AE2 / 2026-09 / Core 0.965
QSOR-0002020 | EXP-0339 | 482.5485 | 0.96002 | 463.2544 |  | 0 | 0% | 463.2544 | -3.998% | PASS | PUBLISH | PRODUCTION | Engine RUN-5F3B32BB976D4AE2 / 2026-09 / Core 0.965
QSOR-0002021 | EXP-0339 | 626.7066 | 0.96002 | 601.6485 |  | 0 | 0% | 601.6485 | -3.998% | PASS | PUBLISH | PRODUCTION | Engine RUN-5F3B32BB976D4AE2 / 2026-09 / Core 0.965
QSOR-0002022 | EXP-0340 | 550.0838 | 0.96002 | 528.0894 |  | 0 | 0% | 528.0894 | -3.998% | PASS | PUBLISH | PRODUCTION | Engine RUN-5F3B32BB976D4AE2 / 2026-09 / Core 0.965
QSOR-0002023 | EXP-0340 | 557.006 | 0.96002 | 534.7348 |  | 0 | 0% | 534.7348 | -3.998% | PASS | PUBLISH | PRODUCTION | Engine RUN-5F3B32BB976D4AE2 / 2026-09 / Core 0.965
QSOR-0002024 | EXP-0340 | 589.8387 | 0.96002 | 566.2547 |  | 0 | 0% | 566.2547 | -3.998% | PASS | PUBLISH | PRODUCTION | Engine RUN-5F3B32BB976D4AE2 / 2026-09 / Core 0.965
QSOR-0002025 | EXP-0340 | 616.0436 | 0.96002 | 591.4118 |  | 0 | 0% | 591.4118 | -3.998% | PASS | PUBLISH | PRODUCTION | Engine RUN-5F3B32BB976D4AE2 / 2026-09 / Core 0.965
QSOR-0002026 | EXP-0340 | 674.8337 | 0.96002 | 647.8513 |  | 0 | 0% | 647.8513 | -3.998% | PASS | PUBLISH | PRODUCTION | Engine RUN-5F3B32BB976D4AE2 / 2026-09 / Core 0.965
QSOR-0002027 | EXP-0340 | 873.7112 | 0.96002 | 838.7769 |  | 0 | 0% | 838.7769 | -3.998% | PASS | PUBLISH | PRODUCTION | Engine RUN-5F3B32BB976D4AE2 / 2026-09 / Core 0.965
QSOR-0002028 | EXP-0340 | 1135.1798 | 0.96002 | 1089.7909 |  | 0 | 0% | 1089.7909 | -3.998% | PASS | PUBLISH | PRODUCTION | Engine RUN-5F3B32BB976D4AE2 / 2026-09 / Core 0.965
QSOR-0002029 | EXP-0340 | 1503.549 | 0.96002 | 1443.4314 |  | 0 | 0% | 1443.4314 | -3.998% | PASS | PUBLISH | PRODUCTION | Engine RUN-5F3B32BB976D4AE2 / 2026-09 / Core 0.965
QSOR-0002030 | EXP-0341 | 93.1604 | 0.96002 | 89.4355 |  | 0 | 0% | 89.4355 | -3.998% | PASS | PUBLISH | PRODUCTION | Engine RUN-5F3B32BB976D4AE2 / 2026-09 / Core 0.965
QSOR-0002031 | EXP-0341 | 89.723 | 0.96002 | 86.1356 |  | 0 | 0% | 86.1356 | -3.998% | PASS | PUBLISH | PRODUCTION | Engine RUN-5F3B32BB976D4AE2 / 2026-09 / Core 0.965
QSOR-0002032 | EXP-0341 | 95.2087 | 0.96002 | 91.4019 |  | 0 | 0% | 91.4019 | -3.998% | PASS | PUBLISH | PRODUCTION | Engine RUN-5F3B32BB976D4AE2 / 2026-09 / Core 0.965
QSOR-0002033 | EXP-0341 | 117.8375 | 0.96002 | 113.1259 |  | 0 | 0% | 113.1259 | -3.998% | PASS | PUBLISH | PRODUCTION | Engine RUN-5F3B32BB976D4AE2 / 2026-09 / Core 0.965
QSOR-0002034 | EXP-0341 | 140.478 | 0.96002 | 134.8612 |  | 0 | 0% | 134.8612 | -3.998% | PASS | PUBLISH | PRODUCTION | Engine RUN-5F3B32BB976D4AE2 / 2026-09 / Core 0.965
QSOR-0002035 | EXP-0342 | 58.8103 | 0.96002 | 56.4588 |  | 0 | 0% | 56.4588 | -3.998% | PASS | PUBLISH | PRODUCTION | Engine RUN-5F3B32BB976D4AE2 / 2026-09 / Core 0.965
QSOR-0002036 | EXP-0342 | 64.7506 | 0.96002 | 62.1616 |  | 0 | 0% | 62.1616 | -3.998% | PASS | PUBLISH | PRODUCTION | Engine RUN-5F3B32BB976D4AE2 / 2026-09 / Core 0.965
QSOR-0002037 | EXP-0342 | 107.5321 | 0.96002 | 103.2325 |  | 0 | 0% | 103.2325 | -3.998% | PASS | PUBLISH | PRODUCTION | Engine RUN-5F3B32BB976D4AE2 / 2026-09 / Core 0.965
QSOR-0002038 | EXP-0342 | 131.6232 | 0.96002 | 126.3604 |  | 0 | 0% | 126.3604 | -3.998% | PASS | PUBLISH | PRODUCTION | Engine RUN-5F3B32BB976D4AE2 / 2026-09 / Core 0.965
QSOR-0002039 | EXP-0342 | 198.29 | 0.96002 | 190.3616 |  | 0 | 0% | 190.3616 | -3.998% | PASS | PUBLISH | PRODUCTION | Engine RUN-5F3B32BB976D4AE2 / 2026-09 / Core 0.965
QSOR-0002040 | EXP-0342 | 279.9006 | 0.96002 | 268.7091 |  | 0 | 0% | 268.7091 | -3.998% | PASS | PUBLISH | PRODUCTION | Engine RUN-5F3B32BB976D4AE2 / 2026-09 / Core 0.965
QSOR-0002041 | EXP-0342 | 347.4107 | 0.96002 | 333.5199 |  | 0 | 0% | 333.5199 | -3.998% | PASS | PUBLISH | PRODUCTION | Engine RUN-5F3B32BB976D4AE2 / 2026-09 / Core 0.965
QSOR-0002042 | EXP-0342 | 415.873 | 0.96002 | 399.2448 |  | 0 | 0% | 399.2448 | -3.998% | PASS | PUBLISH | PRODUCTION | Engine RUN-5F3B32BB976D4AE2 / 2026-09 / Core 0.965
QSOR-0002043 | EXP-0343 | 14.7195 | 0.96002 | 14.1309 |  | 0 | 0% | 14.1309 | -3.998% | PASS | PUBLISH | PRODUCTION | Engine RUN-5F3B32BB976D4AE2 / 2026-09 / Core 0.965
QSOR-0002044 | EXP-0343 | 14.7873 | 0.96002 | 14.1961 |  | 0 | 0% | 14.1961 | -3.998% | PASS | PUBLISH | PRODUCTION | Engine RUN-5F3B32BB976D4AE2 / 2026-09 / Core 0.965
QSOR-0002045 | EXP-0343 | 15.5544 | 0.96002 | 14.9325 |  | 0 | 0% | 14.9325 | -3.998% | PASS | PUBLISH | PRODUCTION | Engine RUN-5F3B32BB976D4AE2 / 2026-09 / Core 0.965
QSOR-0002046 | EXP-0343 | 16.7572 | 0.96002 | 16.0872 |  | 0 | 0% | 16.0872 | -3.998% | PASS | PUBLISH | PRODUCTION | Engine RUN-5F3B32BB976D4AE2 / 2026-09 / Core 0.965
QSOR-0002047 | EXP-0343 | 16.7773 | 0.96002 | 16.1065 |  | 0 | 0% | 16.1065 | -3.998% | PASS | PUBLISH | PRODUCTION | Engine RUN-5F3B32BB976D4AE2 / 2026-09 / Core 0.965
QSOR-0002048 | EXP-0343 | 19.5792 | 0.96002 | 18.7963 |  | 0 | 0% | 18.7963 | -3.998% | PASS | PUBLISH | PRODUCTION | Engine RUN-5F3B32BB976D4AE2 / 2026-09 / Core 0.965
QSOR-0002049 | EXP-0343 | 19.6752 | 0.96002 | 18.8885 |  | 0 | 0% | 18.8885 | -3.998% | PASS | PUBLISH | PRODUCTION | Engine RUN-5F3B32BB976D4AE2 / 2026-09 / Core 0.965
QSOR-0002050 | EXP-0343 | 22.2475 | 0.96002 | 21.3579 |  | 0 | 0% | 21.3579 | -3.998% | PASS | PUBLISH | PRODUCTION | Engine RUN-5F3B32BB976D4AE2 / 2026-09 / Core 0.965
QSOR-0002051 | EXP-0343 | 26.7742 | 0.96002 | 25.7037 |  | 0 | 0% | 25.7037 | -3.998% | PASS | PUBLISH | PRODUCTION | Engine RUN-5F3B32BB976D4AE2 / 2026-09 / Core 0.965
QSOR-0002052 | EXP-0343 | 27.9165 | 0.96002 | 26.8003 |  | 0 | 0% | 26.8003 | -3.998% | PASS | PUBLISH | PRODUCTION | Engine RUN-5F3B32BB976D4AE2 / 2026-09 / Core 0.965
QSOR-0002053 | EXP-0344 | 58.6798 | 0.95537 | 56.0607 |  | 0 | 0% | 56.0607 | -4.463% | PASS | PUBLISH | PRODUCTION | Engine RUN-5F3B32BB976D4AE2 / 2026-09 / Core 0.965
QSOR-0002054 | EXP-0344 | 89.7042 | 0.95537 | 85.7003 |  | 0 | 0% | 85.7003 | -4.463% | PASS | PUBLISH | PRODUCTION | Engine RUN-5F3B32BB976D4AE2 / 2026-09 / Core 0.965
QSOR-0002055 | EXP-0344 | 192.5328 | 0.95537 | 183.9394 |  | 0 | 0% | 183.9394 | -4.463% | PASS | PUBLISH | PRODUCTION | Engine RUN-5F3B32BB976D4AE2 / 2026-09 / Core 0.965
QSOR-0002056 | EXP-0345 | 86.971 | 0.95537 | 83.0892 |  | 0 | 0% | 83.0892 | -4.463% | PASS | PUBLISH | PRODUCTION | Engine RUN-5F3B32BB976D4AE2 / 2026-09 / Core 0.965
QSOR-0002057 | EXP-0345 | 176.5141 | 0.95537 | 168.6357 |  | 0 | 0% | 168.6357 | -4.463% | PASS | PUBLISH | PRODUCTION | Engine RUN-5F3B32BB976D4AE2 / 2026-09 / Core 0.965
QSOR-0002058 | EXP-0345 | 289.7178 | 0.95537 | 276.7867 |  | 0 | 0% | 276.7867 | -4.463% | PASS | PUBLISH | PRODUCTION | Engine RUN-5F3B32BB976D4AE2 / 2026-09 / Core 0.965
QSOR-0002059 | EXP-0346 | 171.5179 | 0.95537 | 163.8625 |  | 0 | 0% | 163.8625 | -4.463% | PASS | PUBLISH | PRODUCTION | Engine RUN-5F3B32BB976D4AE2 / 2026-09 / Core 0.965
QSOR-0002060 | EXP-0346 | 358.2855 | 0.95537 | 342.294 |  | 0 | 0% | 342.294 | -4.463% | PASS | PUBLISH | PRODUCTION | Engine RUN-5F3B32BB976D4AE2 / 2026-09 / Core 0.965
QSOR-0002061 | EXP-0346 | 614.7364 | 0.95537 | 587.2986 |  | 0 | 0% | 587.2986 | -4.463% | PASS | PUBLISH | PRODUCTION | Engine RUN-5F3B32BB976D4AE2 / 2026-09 / Core 0.965
QSOR-0002062 | EXP-0347 | 2398.822 | 0.96002 | 2302.9079 |  | 0 | 0% | 2302.9079 | -3.998% | PASS | PUBLISH | PRODUCTION | Engine RUN-5F3B32BB976D4AE2 / 2026-09 / Core 0.965
QSOR-0002063 | EXP-0347 | 2621.6844 | 0.96002 | 2516.8595 |  | 0 | 0% | 2516.8595 | -3.998% | PASS | PUBLISH | PRODUCTION | Engine RUN-5F3B32BB976D4AE2 / 2026-09 / Core 0.965
QSOR-0002064 | EXP-0347 | 2866.3464 | 0.96002 | 2751.739 |  | 0 | 0% | 2751.739 | -3.998% | PASS | PUBLISH | PRODUCTION | Engine RUN-5F3B32BB976D4AE2 / 2026-09 / Core 0.965
QSOR-0002065 | EXP-0347 | 3002.2031 | 0.96002 | 2882.1635 |  | 0 | 0% | 2882.1635 | -3.998% | PASS | PUBLISH | PRODUCTION | Engine RUN-5F3B32BB976D4AE2 / 2026-09 / Core 0.965
QSOR-0002066 | EXP-0347 | 3269.9116 | 0.96002 | 3139.168 |  | 0 | 0% | 3139.168 | -3.998% | PASS | PUBLISH | PRODUCTION | Engine RUN-5F3B32BB976D4AE2 / 2026-09 / Core 0.965
QSOR-0002067 | EXP-0348 | 85.7851 | 0.96002 | 82.3551 |  | 0 | 0% | 82.3551 | -3.998% | PASS | PUBLISH | PRODUCTION | Engine RUN-5F3B32BB976D4AE2 / 2026-09 / Core 0.965
QSOR-0002068 | EXP-0348 | 114.065 | 0.96002 | 109.5042 |  | 0 | 0% | 109.5042 | -3.998% | PASS | PUBLISH | PRODUCTION | Engine RUN-5F3B32BB976D4AE2 / 2026-09 / Core 0.965
QSOR-0002069 | EXP-0348 | 175.3379 | 0.96002 | 168.3273 |  | 0 | 0% | 168.3273 | -3.998% | PASS | PUBLISH | PRODUCTION | Engine RUN-5F3B32BB976D4AE2 / 2026-09 / Core 0.965
QSOR-0002070 | EXP-0349 | 90.5031 | 0.96002 | 86.8844 |  | 0 | 0% | 86.8844 | -3.998% | PASS | PUBLISH | PRODUCTION | Engine RUN-5F3B32BB976D4AE2 / 2026-09 / Core 0.965
QSOR-0002071 | EXP-0349 | 137.6386 | 0.96002 | 132.1353 |  | 0 | 0% | 132.1353 | -3.998% | PASS | PUBLISH | PRODUCTION | Engine RUN-5F3B32BB976D4AE2 / 2026-09 / Core 0.965
QSOR-0002072 | EXP-0349 | 227.1959 | 0.96002 | 218.1117 |  | 0 | 0% | 218.1117 | -3.998% | PASS | PUBLISH | PRODUCTION | Engine RUN-5F3B32BB976D4AE2 / 2026-09 / Core 0.965
QSOR-0002073 | EXP-0350 | 180.0529 | 0.96002 | 172.8537 |  | 0 | 0% | 172.8537 | -3.998% | PASS | PUBLISH | PRODUCTION | Engine RUN-5F3B32BB976D4AE2 / 2026-09 / Core 0.965
QSOR-0002074 | EXP-0350 | 264.8931 | 0.96002 | 254.3016 |  | 0 | 0% | 254.3016 | -3.998% | PASS | PUBLISH | PRODUCTION | Engine RUN-5F3B32BB976D4AE2 / 2026-09 / Core 0.965
QSOR-0002075 | EXP-0350 | 453.4271 | 0.96002 | 435.2974 |  | 0 | 0% | 435.2974 | -3.998% | PASS | PUBLISH | PRODUCTION | Engine RUN-5F3B32BB976D4AE2 / 2026-09 / Core 0.965
QSOR-0002076 | EXP-0350 | 613.681 | 0.96002 | 589.1437 |  | 0 | 0% | 589.1437 | -3.998% | PASS | PUBLISH | PRODUCTION | Engine RUN-5F3B32BB976D4AE2 / 2026-09 / Core 0.965
QSOR-0002077 | EXP-0351 | 104.6342 | 0.96002 | 100.4505 |  | 0 | 0% | 100.4505 | -3.998% | PASS | PUBLISH | PRODUCTION | Engine RUN-5F3B32BB976D4AE2 / 2026-09 / Core 0.965
QSOR-0002078 | EXP-0351 | 142.3395 | 0.96002 | 136.6482 |  | 0 | 0% | 136.6482 | -3.998% | PASS | PUBLISH | PRODUCTION | Engine RUN-5F3B32BB976D4AE2 / 2026-09 / Core 0.965
QSOR-0002079 | EXP-0351 | 208.323 | 0.96002 | 199.9935 |  | 0 | 0% | 199.9935 | -3.998% | PASS | PUBLISH | PRODUCTION | Engine RUN-5F3B32BB976D4AE2 / 2026-09 / Core 0.965
QSOR-0002080 | EXP-0352 | 425.1691 | 0.96002 | 408.1692 |  | 0 | 0% | 408.1692 | -3.998% | PASS | PUBLISH | PRODUCTION | Engine RUN-5F3B32BB976D4AE2 / 2026-09 / Core 0.965
QSOR-0002081 | EXP-0352 | 613.7126 | 0.96002 | 589.174 |  | 0 | 0% | 589.174 | -3.998% | PASS | PUBLISH | PRODUCTION | Engine RUN-5F3B32BB976D4AE2 / 2026-09 / Core 0.965
QSOR-0002082 | EXP-0352 | 896.5283 | 0.96002 | 860.6817 |  | 0 | 0% | 860.6817 | -3.998% | PASS | PUBLISH | PRODUCTION | Engine RUN-5F3B32BB976D4AE2 / 2026-09 / Core 0.965
QSOR-0002083 | EXP-0352 | 1179.344 | 0.96002 | 1132.1893 |  | 0 | 0% | 1132.1893 | -3.998% | PASS | PUBLISH | PRODUCTION | Engine RUN-5F3B32BB976D4AE2 / 2026-09 / Core 0.965
QSOR-0002084 | EXP-0353 | 170.6489 | 0.96002 | 163.8257 |  | 0 | 0% | 163.8257 | -3.998% | PASS | PUBLISH | PRODUCTION | Engine RUN-5F3B32BB976D4AE2 / 2026-09 / Core 0.965
QSOR-0002085 | EXP-0353 | 227.2166 | 0.96002 | 218.1317 |  | 0 | 0% | 218.1317 | -3.998% | PASS | PUBLISH | PRODUCTION | Engine RUN-5F3B32BB976D4AE2 / 2026-09 / Core 0.965
QSOR-0002086 | EXP-0353 | 330.9241 | 0.96002 | 317.6925 |  | 0 | 0% | 317.6925 | -3.998% | PASS | PUBLISH | PRODUCTION | Engine RUN-5F3B32BB976D4AE2 / 2026-09 / Core 0.965
QSOR-0002087 | EXP-0353 | 425.2037 | 0.96002 | 408.2024 |  | 0 | 0% | 408.2024 | -3.998% | PASS | PUBLISH | PRODUCTION | Engine RUN-5F3B32BB976D4AE2 / 2026-09 / Core 0.965
QSOR-0002088 | EXP-0354 | 29.2255 | 0.96002 | 28.0569 |  | 0 | 0% | 28.0569 | -3.998% | PASS | PUBLISH | PRODUCTION | Engine RUN-5F3B32BB976D4AE2 / 2026-09 / Core 0.965
QSOR-0002089 | EXP-0354 | 43.3652 | 0.96002 | 41.6313 |  | 0 | 0% | 41.6313 | -3.998% | PASS | PUBLISH | PRODUCTION | Engine RUN-5F3B32BB976D4AE2 / 2026-09 / Core 0.965
QSOR-0002090 | EXP-0354 | 62.2184 | 0.96002 | 59.7307 |  | 0 | 0% | 59.7307 | -3.998% | PASS | PUBLISH | PRODUCTION | Engine RUN-5F3B32BB976D4AE2 / 2026-09 / Core 0.965
QSOR-0002091 | EXP-0355 | 33.939 | 0.96002 | 32.582 |  | 0 | 0% | 32.582 | -3.998% | PASS | PUBLISH | PRODUCTION | Engine RUN-5F3B32BB976D4AE2 / 2026-09 / Core 0.965
QSOR-0002092 | EXP-0355 | 43.3657 | 0.96002 | 41.6318 |  | 0 | 0% | 41.6318 | -3.998% | PASS | PUBLISH | PRODUCTION | Engine RUN-5F3B32BB976D4AE2 / 2026-09 / Core 0.965
QSOR-0002093 | EXP-0355 | 52.7922 | 0.96002 | 50.6814 |  | 0 | 0% | 50.6814 | -3.998% | PASS | PUBLISH | PRODUCTION | Engine RUN-5F3B32BB976D4AE2 / 2026-09 / Core 0.965
QSOR-0002094 | EXP-0356 | 283.7345 | 0.96002 | 272.3897 |  | 0 | 0% | 272.3897 | -3.998% | PASS | PUBLISH | PRODUCTION | Engine RUN-5F3B32BB976D4AE2 / 2026-09 / Core 0.965
QSOR-0002095 | EXP-0356 | 519.3919 | 0.96002 | 498.6247 |  | 0 | 0% | 498.6247 | -3.998% | PASS | PUBLISH | PRODUCTION | Engine RUN-5F3B32BB976D4AE2 / 2026-09 / Core 0.965
QSOR-0002096 | EXP-0356 | 896.4436 | 0.96002 | 860.6004 |  | 0 | 0% | 860.6004 | -3.998% | PASS | PUBLISH | PRODUCTION | Engine RUN-5F3B32BB976D4AE2 / 2026-09 / Core 0.965
QSOR-0002097 | EXP-0356 | 1367.7584 | 0.96002 | 1313.0702 |  | 0 | 0% | 1313.0702 | -3.998% | PASS | PUBLISH | PRODUCTION | Engine RUN-5F3B32BB976D4AE2 / 2026-09 / Core 0.965
QSOR-0002098 | EXP-0357 | 3771.9852 | 0.96002 | 3621.1668 |  | 0 | 0% | 3621.1668 | -3.998% | PASS | PUBLISH | PRODUCTION | Engine RUN-5F3B32BB976D4AE2 / 2026-09 / Core 0.965
QSOR-0002099 | EXP-0357 | 6600.2648 | 0.96002 | 6336.361 |  | 0 | 0% | 6336.361 | -3.998% | PASS | PUBLISH | PRODUCTION | Engine RUN-5F3B32BB976D4AE2 / 2026-09 / Core 0.965
QSOR-0002100 | EXP-0357 | 11314.0643 | 0.96002 | 10861.6848 |  | 0 | 0% | 10861.6848 | -3.998% | PASS | PUBLISH | PRODUCTION | Engine RUN-5F3B32BB976D4AE2 / 2026-09 / Core 0.965
QSOR-0002101 | EXP-0358 | 4714.6119 | 0.96002 | 4526.1037 |  | 0 | 0% | 4526.1037 | -3.998% | PASS | PUBLISH | PRODUCTION | Engine RUN-5F3B32BB976D4AE2 / 2026-09 / Core 0.965
QSOR-0002102 | EXP-0358 | 7542.8115 | 0.96002 | 7241.2211 |  | 0 | 0% | 7241.2211 | -3.998% | PASS | PUBLISH | PRODUCTION | Engine RUN-5F3B32BB976D4AE2 / 2026-09 / Core 0.965
QSOR-0002103 | EXP-0359 | 425.1343 | 0.96002 | 408.1358 |  | 0 | 0% | 408.1358 | -3.998% | PASS | PUBLISH | PRODUCTION | Engine RUN-5F3B32BB976D4AE2 / 2026-09 / Core 0.965
QSOR-0002104 | EXP-0359 | 707.9268 | 0.96002 | 679.6212 |  | 0 | 0% | 679.6212 | -3.998% | PASS | PUBLISH | PRODUCTION | Engine RUN-5F3B32BB976D4AE2 / 2026-09 / Core 0.965
QSOR-0002105 | EXP-0360 | 3771.8127 | 0.96002 | 3621.0012 |  | 0 | 0% | 3621.0012 | -3.998% | PASS | PUBLISH | PRODUCTION | Engine RUN-5F3B32BB976D4AE2 / 2026-09 / Core 0.965
QSOR-0002106 | EXP-0360 | 6599.963 | 0.96002 | 6336.0713 |  | 0 | 0% | 6336.0713 | -3.998% | PASS | PUBLISH | PRODUCTION | Engine RUN-5F3B32BB976D4AE2 / 2026-09 / Core 0.965
QSOR-0002107 | EXP-0360 | 11313.547 | 0.96002 | 10861.1881 |  | 0 | 0% | 10861.1881 | -3.998% | PASS | PUBLISH | PRODUCTION | Engine RUN-5F3B32BB976D4AE2 / 2026-09 / Core 0.965
QSOR-0002108 | EXP-0361 | 472.2323 | 0.96002 | 453.3507 |  | 0 | 0% | 453.3507 | -3.998% | PASS | PUBLISH | PRODUCTION | Engine RUN-5F3B32BB976D4AE2 / 2026-09 / Core 0.965
QSOR-0002109 | EXP-0362 | 755.1046 | 0.96002 | 724.9126 |  | 0 | 0% | 724.9126 | -3.998% | PASS | PUBLISH | PRODUCTION | Engine RUN-5F3B32BB976D4AE2 / 2026-09 / Core 0.965
QSOR-0002110 | EXP-0363 | 2829.0946 | 0.96002 | 2715.9766 |  | 0 | 0% | 2715.9766 | -3.998% | PASS | PUBLISH | PRODUCTION | Engine RUN-5F3B32BB976D4AE2 / 2026-09 / Core 0.965
QSOR-0002111 | EXP-0363 | 5657.2437 | 0.96002 | 5431.0455 |  | 0 | 0% | 5431.0455 | -3.998% | PASS | PUBLISH | PRODUCTION | Engine RUN-5F3B32BB976D4AE2 / 2026-09 / Core 0.965
QSOR-0002112 | EXP-0363 | 9428.109 | 0.96002 | 9051.1371 |  | 0 | 0% | 9051.1371 | -3.998% | PASS | PUBLISH | PRODUCTION | Engine RUN-5F3B32BB976D4AE2 / 2026-09 / Core 0.965
QSOR-0002113 | EXP-0364 | 3771.9404 | 0.96002 | 3621.1238 |  | 0 | 0% | 3621.1238 | -3.998% | PASS | PUBLISH | PRODUCTION | Engine RUN-5F3B32BB976D4AE2 / 2026-09 / Core 0.965
QSOR-0002114 | EXP-0364 | 6600.1867 | 0.96002 | 6336.286 |  | 0 | 0% | 6336.286 | -3.998% | PASS | PUBLISH | PRODUCTION | Engine RUN-5F3B32BB976D4AE2 / 2026-09 / Core 0.965
QSOR-0002115 | EXP-0364 | 11313.9302 | 0.96002 | 10861.556 |  | 0 | 0% | 10861.556 | -3.998% | PASS | PUBLISH | PRODUCTION | Engine RUN-5F3B32BB976D4AE2 / 2026-09 / Core 0.965
QSOR-0002116 | EXP-0365 | 4243.2549 | 0.96002 | 4073.5933 |  | 0 | 0% | 4073.5933 | -3.998% | PASS | PUBLISH | PRODUCTION | Engine RUN-5F3B32BB976D4AE2 / 2026-09 / Core 0.965
QSOR-0002117 | EXP-0365 | 7542.8283 | 0.96002 | 7241.2372 |  | 0 | 0% | 7241.2372 | -3.998% | PASS | PUBLISH | PRODUCTION | Engine RUN-5F3B32BB976D4AE2 / 2026-09 / Core 0.965
QSOR-0002118 | EXP-0365 | 13199.2404 | 0.96002 | 12671.4843 |  | 0 | 0% | 12671.4843 | -3.998% | PASS | PUBLISH | PRODUCTION | Engine RUN-5F3B32BB976D4AE2 / 2026-09 / Core 0.965
QSOR-0002119 | EXP-0366 | 1886.3132 | 0.96002 | 1810.8911 |  | 0 | 0% | 1810.8911 | -3.998% | PASS | PUBLISH | PRODUCTION | Engine RUN-5F3B32BB976D4AE2 / 2026-09 / Core 0.965
QSOR-0002120 | EXP-0366 | 3771.6809 | 0.96002 | 3620.8746 |  | 0 | 0% | 3620.8746 | -3.998% | PASS | PUBLISH | PRODUCTION | Engine RUN-5F3B32BB976D4AE2 / 2026-09 / Core 0.965
QSOR-0002121 | EXP-0366 | 5657.0485 | 0.96002 | 5430.8581 |  | 0 | 0% | 5430.8581 | -3.998% | PASS | PUBLISH | PRODUCTION | Engine RUN-5F3B32BB976D4AE2 / 2026-09 / Core 0.965
QSOR-0002122 | EXP-0367 | 236.6276 | 0.96002 | 227.1663 |  | 0 | 0% | 227.1663 | -3.998% | PASS | PUBLISH | PRODUCTION | Engine RUN-5F3B32BB976D4AE2 / 2026-09 / Core 0.965
QSOR-0002123 | EXP-0367 | 566.5825 | 0.96002 | 543.9284 |  | 0 | 0% | 543.9284 | -3.998% | PASS | PUBLISH | PRODUCTION | Engine RUN-5F3B32BB976D4AE2 / 2026-09 / Core 0.965
QSOR-0002124 | EXP-0368 | 1886.2622 | 0.96002 | 1810.8422 |  | 0 | 0% | 1810.8422 | -3.998% | PASS | PUBLISH | PRODUCTION | Engine RUN-5F3B32BB976D4AE2 / 2026-09 / Core 0.965
QSOR-0002125 | EXP-0368 | 3771.5784 | 0.96002 | 3620.7763 |  | 0 | 0% | 3620.7763 | -3.998% | PASS | PUBLISH | PRODUCTION | Engine RUN-5F3B32BB976D4AE2 / 2026-09 / Core 0.965
QSOR-0002126 | EXP-0369 | 311.3118 | 0.96603 | 300.7371 |  | 0 | 0% | 300.7371 | -3.397% | PASS | PUBLISH | PRODUCTION | Engine RUN-5F3B32BB976D4AE2 / 2026-09 / Core 0.965
QSOR-0002127 | EXP-0369 | 133.481 | 0.96603 | 128.9469 |  | 0 | 0% | 128.9469 | -3.397% | PASS | PUBLISH | PRODUCTION | Engine RUN-5F3B32BB976D4AE2 / 2026-09 / Core 0.965
QSOR-0002128 | EXP-0369 | 188.5511 | 0.96603 | 182.1464 |  | 0 | 0% | 182.1464 | -3.397% | PASS | PUBLISH | PRODUCTION | Engine RUN-5F3B32BB976D4AE2 / 2026-09 / Core 0.965
QSOR-0002129 | EXP-0369 | 148.6992 | 0.96603 | 143.6482 |  | 0 | 0% | 143.6482 | -3.397% | PASS | PUBLISH | PRODUCTION | Engine RUN-5F3B32BB976D4AE2 / 2026-09 / Core 0.965
QSOR-0002130 | EXP-0369 | 161.9048 | 0.96603 | 156.4052 |  | 0 | 0% | 156.4052 | -3.397% | PASS | PUBLISH | PRODUCTION | Engine RUN-5F3B32BB976D4AE2 / 2026-09 / Core 0.965
QSOR-0002131 | EXP-0369 | 130.2875 | 0.96603 | 125.8619 |  | 0 | 0% | 125.8619 | -3.397% | PASS | PUBLISH | PRODUCTION | Engine RUN-5F3B32BB976D4AE2 / 2026-09 / Core 0.965
QSOR-0002132 | EXP-0369 | 130.8371 | 0.96603 | 126.3929 |  | 0 | 0% | 126.3929 | -3.397% | PASS | PUBLISH | PRODUCTION | Engine RUN-5F3B32BB976D4AE2 / 2026-09 / Core 0.965
QSOR-0002133 | EXP-0369 | 217.2277 | 0.96603 | 209.8489 |  | 0 | 0% | 209.8489 | -3.397% | PASS | PUBLISH | PRODUCTION | Engine RUN-5F3B32BB976D4AE2 / 2026-09 / Core 0.965
QSOR-0002134 | EXP-0369 | 127.8855 | 0.96603 | 123.5415 |  | 0 | 0% | 123.5415 | -3.397% | PASS | PUBLISH | PRODUCTION | Engine RUN-5F3B32BB976D4AE2 / 2026-09 / Core 0.965
QSOR-0002135 | EXP-0369 | 50.6248 | 0.96603 | 48.9052 |  | 0 | 0% | 48.9052 | -3.397% | PASS | PUBLISH | PRODUCTION | Engine RUN-5F3B32BB976D4AE2 / 2026-09 / Core 0.965
QSOR-0002136 | EXP-0369 | 82.9175 | 0.96603 | 80.1009 |  | 0 | 0% | 80.1009 | -3.397% | PASS | PUBLISH | PRODUCTION | Engine RUN-5F3B32BB976D4AE2 / 2026-09 / Core 0.965
QSOR-0002137 | EXP-0369 | 134.2051 | 0.96603 | 129.6464 |  | 0 | 0% | 129.6464 | -3.397% | PASS | PUBLISH | PRODUCTION | Engine RUN-5F3B32BB976D4AE2 / 2026-09 / Core 0.965
QSOR-0002138 | EXP-0369 | 56.6711 | 0.96603 | 54.7461 |  | 0 | 0% | 54.7461 | -3.397% | PASS | PUBLISH | PRODUCTION | Engine RUN-5F3B32BB976D4AE2 / 2026-09 / Core 0.965
QSOR-0002139 | EXP-0369 | 52.6303 | 0.96603 | 50.8426 |  | 0 | 0% | 50.8426 | -3.397% | PASS | PUBLISH | PRODUCTION | Engine RUN-5F3B32BB976D4AE2 / 2026-09 / Core 0.965
QSOR-0002140 | EXP-0369 | 108.253 | 0.96603 | 104.5758 |  | 0 | 0% | 104.5758 | -3.397% | PASS | PUBLISH | PRODUCTION | Engine RUN-5F3B32BB976D4AE2 / 2026-09 / Core 0.965
QSOR-0002141 | EXP-0369 | 426.5818 | 0.96603 | 412.0917 |  | 0 | 0% | 412.0917 | -3.397% | PASS | PUBLISH | PRODUCTION | Engine RUN-5F3B32BB976D4AE2 / 2026-09 / Core 0.965
QSOR-0002142 | EXP-0369 | 175.6638 | 0.96603 | 169.6968 |  | 0 | 0% | 169.6968 | -3.397% | PASS | PUBLISH | PRODUCTION | Engine RUN-5F3B32BB976D4AE2 / 2026-09 / Core 0.965
QSOR-0002143 | EXP-0369 | 157.2762 | 0.96603 | 151.9338 |  | 0 | 0% | 151.9338 | -3.397% | PASS | PUBLISH | PRODUCTION | Engine RUN-5F3B32BB976D4AE2 / 2026-09 / Core 0.965
QSOR-0002144 | EXP-0369 | 64.0879 | 0.96603 | 61.911 |  | 0 | 0% | 61.911 | -3.397% | PASS | PUBLISH | PRODUCTION | Engine RUN-5F3B32BB976D4AE2 / 2026-09 / Core 0.965
QSOR-0002145 | EXP-0369 | 347.6618 | 0.96603 | 335.8524 |  | 0 | 0% | 335.8524 | -3.397% | PASS | PUBLISH | PRODUCTION | Engine RUN-5F3B32BB976D4AE2 / 2026-09 / Core 0.965
QSOR-0002146 | EXP-0369 | 1059.4584 | 0.96603 | 1023.4706 |  | 0 | 0% | 1023.4706 | -3.397% | PASS | PUBLISH | PRODUCTION | Engine RUN-5F3B32BB976D4AE2 / 2026-09 / Core 0.965
QSOR-0002147 | EXP-0369 | 358.1594 | 0.96603 | 345.9934 |  | 0 | 0% | 345.9934 | -3.397% | PASS | PUBLISH | PRODUCTION | Engine RUN-5F3B32BB976D4AE2 / 2026-09 / Core 0.965
QSOR-0002148 | EXP-0369 | 440.8125 | 0.96603 | 425.8389 |  | 0 | 0% | 425.8389 | -3.397% | PASS | PUBLISH | PRODUCTION | Engine RUN-5F3B32BB976D4AE2 / 2026-09 / Core 0.965
QSOR-0002149 | EXP-0369 | 750.3193 | 0.96603 | 724.8323 |  | 0 | 0% | 724.8323 | -3.397% | PASS | PUBLISH | PRODUCTION | Engine RUN-5F3B32BB976D4AE2 / 2026-09 / Core 0.965
QSOR-0002150 | EXP-0369 | 644.3257 | 0.96603 | 622.4392 |  | 0 | 0% | 622.4392 | -3.397% | PASS | PUBLISH | PRODUCTION | Engine RUN-5F3B32BB976D4AE2 / 2026-09 / Core 0.965
QSOR-0002151 | EXP-0369 | 192.0727 | 0.96603 | 185.5484 |  | 0 | 0% | 185.5484 | -3.397% | PASS | PUBLISH | PRODUCTION | Engine RUN-5F3B32BB976D4AE2 / 2026-09 / Core 0.965
QSOR-0002152 | EXP-0370 | 1132.1464 | 0.96603 | 1093.6896 |  | 0 | 0% | 1093.6896 | -3.397% | PASS | PUBLISH | PRODUCTION | Engine RUN-5F3B32BB976D4AE2 / 2026-09 / Core 0.965
QSOR-0002153 | EXP-0370 | 1697.7468 | 0.96603 | 1640.0776 |  | 0 | 0% | 1640.0776 | -3.397% | PASS | PUBLISH | PRODUCTION | Engine RUN-5F3B32BB976D4AE2 / 2026-09 / Core 0.965
QSOR-0002154 | EXP-0370 | 2640.4141 | 0.96603 | 2550.7242 |  | 0 | 0% | 2550.7242 | -3.397% | PASS | PUBLISH | PRODUCTION | Engine RUN-5F3B32BB976D4AE2 / 2026-09 / Core 0.965
QSOR-0002155 | EXP-0371 | 3300.6307 | 0.96603 | 3188.5145 |  | 0 | 0% | 3188.5145 | -3.397% | PASS | PUBLISH | PRODUCTION | Engine RUN-5F3B32BB976D4AE2 / 2026-09 / Core 0.965
QSOR-0002156 | EXP-0371 | 5186.165 | 0.96603 | 5010.0008 |  | 0 | 0% | 5010.0008 | -3.397% | PASS | PUBLISH | PRODUCTION | Engine RUN-5F3B32BB976D4AE2 / 2026-09 / Core 0.965
QSOR-0002157 | EXP-0371 | 8014.4666 | 0.96603 | 7742.2303 |  | 0 | 0% | 7742.2303 | -3.397% | PASS | PUBLISH | PRODUCTION | Engine RUN-5F3B32BB976D4AE2 / 2026-09 / Core 0.965
QSOR-0002158 | EXP-0372 | 4242.9628 | 0.96603 | 4098.8373 |  | 0 | 0% | 4098.8373 | -3.397% | PASS | PUBLISH | PRODUCTION | Engine RUN-5F3B32BB976D4AE2 / 2026-09 / Core 0.965
QSOR-0002159 | EXP-0372 | 6128.3037 | 0.96603 | 5920.1368 |  | 0 | 0% | 5920.1368 | -3.397% | PASS | PUBLISH | PRODUCTION | Engine RUN-5F3B32BB976D4AE2 / 2026-09 / Core 0.965
QSOR-0002160 | EXP-0372 | 10370.3208 | 0.96603 | 10018.0606 |  | 0 | 0% | 10018.0606 | -3.397% | PASS | PUBLISH | PRODUCTION | Engine RUN-5F3B32BB976D4AE2 / 2026-09 / Core 0.965
QSOR-0002161 | EXP-0373 | 1697.8577 | 0.96603 | 1640.1847 |  | 0 | 0% | 1640.1847 | -3.397% | PASS | PUBLISH | PRODUCTION | Engine RUN-5F3B32BB976D4AE2 / 2026-09 / Core 0.965
QSOR-0002162 | EXP-0373 | 3960.4072 | 0.96603 | 3825.8797 |  | 0 | 0% | 3825.8797 | -3.397% | PASS | PUBLISH | PRODUCTION | Engine RUN-5F3B32BB976D4AE2 / 2026-09 / Core 0.965
QSOR-0002163 | EXP-0373 | 7071.4127 | 0.96603 | 6831.2102 |  | 0 | 0% | 6831.2102 | -3.397% | PASS | PUBLISH | PRODUCTION | Engine RUN-5F3B32BB976D4AE2 / 2026-09 / Core 0.965
QSOR-0002164 | EXP-0374 | 849.305 | 0.96603 | 820.4557 |  | 0 | 0% | 820.4557 | -3.397% | PASS | PUBLISH | PRODUCTION | Engine RUN-5F3B32BB976D4AE2 / 2026-09 / Core 0.965
QSOR-0002165 | EXP-0374 | 1132.0917 | 0.96603 | 1093.6366 |  | 0 | 0% | 1093.6366 | -3.397% | PASS | PUBLISH | PRODUCTION | Engine RUN-5F3B32BB976D4AE2 / 2026-09 / Core 0.965
QSOR-0002166 | EXP-0374 | 1697.6648 | 0.96603 | 1639.9983 |  | 0 | 0% | 1639.9983 | -3.397% | PASS | PUBLISH | PRODUCTION | Engine RUN-5F3B32BB976D4AE2 / 2026-09 / Core 0.965
QSOR-0002167 | EXP-0375 | 5.188 | 0.96327 | 4.9975 |  | 0 | 0% | 4.9975 | -3.673% | PASS | PUBLISH | PRODUCTION | Engine RUN-5F3B32BB976D4AE2 / 2026-09 / Core 0.965
QSOR-0002168 | EXP-0375 | 6.1306 | 0.96327 | 5.9054 |  | 0 | 0% | 5.9054 | -3.673% | PASS | PUBLISH | PRODUCTION | Engine RUN-5F3B32BB976D4AE2 / 2026-09 / Core 0.965
QSOR-0002169 | EXP-0376 | 1132.0997 | 0.96215 | 1089.2521 |  | 0 | 0% | 1089.2521 | -3.785% | PASS | PUBLISH | PRODUCTION | Engine RUN-5F3B32BB976D4AE2 / 2026-09 / Core 0.965
QSOR-0002170 | EXP-0376 | 1886.2025 | 0.96215 | 1814.8137 |  | 0 | 0% | 1814.8137 | -3.785% | PASS | PUBLISH | PRODUCTION | Engine RUN-5F3B32BB976D4AE2 / 2026-09 / Core 0.965
QSOR-0002171 | EXP-0376 | 3300.1451 | 0.96215 | 3175.2415 |  | 0 | 0% | 3175.2415 | -3.785% | PASS | PUBLISH | PRODUCTION | Engine RUN-5F3B32BB976D4AE2 / 2026-09 / Core 0.965
QSOR-0002172 | EXP-0376 | 5656.7161 | 0.96215 | 5442.6212 |  | 0 | 0% | 5442.6212 | -3.785% | PASS | PUBLISH | PRODUCTION | Engine RUN-5F3B32BB976D4AE2 / 2026-09 / Core 0.965
QSOR-0002173 | EXP-0377 | 14142.1876 | 0.96002 | 13576.7289 |  | 0 | 0% | 13576.7289 | -3.998% | PASS | PUBLISH | PRODUCTION | Engine RUN-5F3B32BB976D4AE2 / 2026-09 / Core 0.965
QSOR-0002174 | EXP-0377 | 23569.6821 | 0.96002 | 22627.276 |  | 0 | 0% | 22627.276 | -3.998% | PASS | PUBLISH | PRODUCTION | Engine RUN-5F3B32BB976D4AE2 / 2026-09 / Core 0.965
QSOR-0002175 | EXP-0377 | 42424.6714 | 0.96002 | 40728.3707 |  | 0 | 0% | 40728.3707 | -3.998% | PASS | PUBLISH | PRODUCTION | Engine RUN-5F3B32BB976D4AE2 / 2026-09 / Core 0.965
QSOR-0002176 | EXP-0378 | 18854.7786 | 0.96002 | 18100.8924 |  | 0 | 0% | 18100.8924 | -3.998% | PASS | PUBLISH | PRODUCTION | Engine RUN-5F3B32BB976D4AE2 / 2026-09 / Core 0.965
QSOR-0002177 | EXP-0378 | 32995.1532 | 0.96002 | 31675.8808 |  | 0 | 0% | 31675.8808 | -3.998% | PASS | PUBLISH | PRODUCTION | Engine RUN-5F3B32BB976D4AE2 / 2026-09 / Core 0.965
QSOR-0002178 | EXP-0378 | 56562.4444 | 0.96002 | 54300.8615 |  | 0 | 0% | 54300.8615 | -3.998% | PASS | PUBLISH | PRODUCTION | Engine RUN-5F3B32BB976D4AE2 / 2026-09 / Core 0.965
QSOR-0002179 | EXP-0379 | 4714.4136 | 0.96002 | 4525.9133 |  | 0 | 0% | 4525.9133 | -3.998% | PASS | PUBLISH | PRODUCTION | Engine RUN-5F3B32BB976D4AE2 / 2026-09 / Core 0.965
QSOR-0002180 | EXP-0379 | 7542.4942 | 0.96002 | 7240.9164 |  | 0 | 0% | 7240.9164 | -3.998% | PASS | PUBLISH | PRODUCTION | Engine RUN-5F3B32BB976D4AE2 / 2026-09 / Core 0.965
QSOR-0002181 | EXP-0379 | 11313.2683 | 0.96002 | 10860.9206 |  | 0 | 0% | 10860.9206 | -3.998% | PASS | PUBLISH | PRODUCTION | Engine RUN-5F3B32BB976D4AE2 / 2026-09 / Core 0.965
QSOR-0002182 | EXP-0380 | 1886.4195 | 0.96002 | 1810.9933 |  | 0 | 0% | 1810.9933 | -3.998% | PASS | PUBLISH | PRODUCTION | Engine RUN-5F3B32BB976D4AE2 / 2026-09 / Core 0.965
QSOR-0002183 | EXP-0380 | 3300.5248 | 0.96002 | 3168.5572 |  | 0 | 0% | 3168.5572 | -3.998% | PASS | PUBLISH | PRODUCTION | Engine RUN-5F3B32BB976D4AE2 / 2026-09 / Core 0.965
QSOR-0002184 | EXP-0381 | 208.3452 | 0.96002 | 200.0148 |  | 0 | 0% | 200.0148 | -3.998% | PASS | PUBLISH | PRODUCTION | Engine RUN-5F3B32BB976D4AE2 / 2026-09 / Core 0.965
QSOR-0002185 | EXP-0381 | 330.8994 | 0.96002 | 317.6688 |  | 0 | 0% | 317.6688 | -3.998% | PASS | PUBLISH | PRODUCTION | Engine RUN-5F3B32BB976D4AE2 / 2026-09 / Core 0.965
QSOR-0002186 | EXP-0381 | 566.5806 | 0.96002 | 543.9265 |  | 0 | 0% | 543.9265 | -3.998% | PASS | PUBLISH | PRODUCTION | Engine RUN-5F3B32BB976D4AE2 / 2026-09 / Core 0.965
QSOR-0002187 | EXP-0382 | 32994.9669 | 0.96464 | 31828.2436 |  | 0 | 0% | 31828.2436 | -3.536% | PASS | PUBLISH | PRODUCTION | Engine RUN-5F3B32BB976D4AE2 / 2026-09 / Core 0.965
QSOR-0002188 | EXP-0382 | 47135.2617 | 0.96464 | 45468.5285 |  | 0 | 0% | 45468.5285 | -3.536% | PASS | PUBLISH | PRODUCTION | Engine RUN-5F3B32BB976D4AE2 / 2026-09 / Core 0.965
QSOR-0002189 | EXP-0382 | 70702.4196 | 0.96464 | 68202.3365 |  | 0 | 0% | 68202.3365 | -3.536% | PASS | PUBLISH | PRODUCTION | Engine RUN-5F3B32BB976D4AE2 / 2026-09 / Core 0.965
QSOR-0002190 | EXP-0382 | 61275.5563 | 0.96464 | 59108.8131 |  | 0 | 0% | 59108.8131 | -3.536% | PASS | PUBLISH | PRODUCTION | Engine RUN-5F3B32BB976D4AE2 / 2026-09 / Core 0.965
QSOR-0002191 | EXP-0383 | 42422.4504 | 0.96464 | 40922.3652 |  | 0 | 0% | 40922.3652 | -3.536% | PASS | PUBLISH | PRODUCTION | Engine RUN-5F3B32BB976D4AE2 / 2026-09 / Core 0.965
QSOR-0002192 | EXP-0383 | 61276.4525 | 0.96464 | 59109.6777 |  | 0 | 0% | 59109.6777 | -3.536% | PASS | PUBLISH | PRODUCTION | Engine RUN-5F3B32BB976D4AE2 / 2026-09 / Core 0.965
QSOR-0002193 | EXP-0384 | 14140.9866 | 0.96464 | 13640.9522 |  | 0 | 0% | 13640.9522 | -3.536% | PASS | PUBLISH | PRODUCTION | Engine RUN-5F3B32BB976D4AE2 / 2026-09 / Core 0.965
QSOR-0002194 | EXP-0384 | 23567.6806 | 0.96464 | 22734.3123 |  | 0 | 0% | 22734.3123 | -3.536% | PASS | PUBLISH | PRODUCTION | Engine RUN-5F3B32BB976D4AE2 / 2026-09 / Core 0.965
QSOR-0002195 | EXP-0385 | 7542.2756 | 0.96464 | 7275.5759 |  | 0 | 0% | 7275.5759 | -3.536% | PASS | PUBLISH | PRODUCTION | Engine RUN-5F3B32BB976D4AE2 / 2026-09 / Core 0.965
QSOR-0002196 | EXP-0386 | 4714.5138 | 0.96464 | 4547.8056 |  | 0 | 0% | 4547.8056 | -3.536% | PASS | PUBLISH | PRODUCTION | Engine RUN-5F3B32BB976D4AE2 / 2026-09 / Core 0.965
QSOR-0002197 | EXP-0387 | 36078.2311 | 0.96235 | 34719.9672 |  | 0 | 0% | 34719.9672 | -3.765% | PASS | PUBLISH | PRODUCTION | Engine RUN-5F3B32BB976D4AE2 / 2026-09 / Core 0.965
QSOR-0002198 | EXP-0387 | 36391.2038 | 0.96235 | 35021.1572 |  | 0 | 0% | 35021.1572 | -3.765% | PASS | PUBLISH | PRODUCTION | Engine RUN-5F3B32BB976D4AE2 / 2026-09 / Core 0.965
QSOR-0002199 | EXP-0387 | 49023.4609 | 0.96235 | 47177.8383 |  | 0 | 0% | 47177.8383 | -3.765% | PASS | PUBLISH | PRODUCTION | Engine RUN-5F3B32BB976D4AE2 / 2026-09 / Core 0.965
QSOR-0002200 | EXP-0387 | 54260.3267 | 0.96235 | 52217.548 |  | 0 | 0% | 52217.548 | -3.765% | PASS | PUBLISH | PRODUCTION | Engine RUN-5F3B32BB976D4AE2 / 2026-09 / Core 0.965
QSOR-0002201 | EXP-0387 | 96130.2148 | 0.96235 | 92511.1294 |  | 0 | 0% | 92511.1294 | -3.765% | PASS | PUBLISH | PRODUCTION | Engine RUN-5F3B32BB976D4AE2 / 2026-09 / Core 0.965
QSOR-0002202 | EXP-0387 | 189363.0294 | 0.96235 | 182233.9391 |  | 0 | 0% | 182233.9391 | -3.765% | PASS | PUBLISH | PRODUCTION | Engine RUN-5F3B32BB976D4AE2 / 2026-09 / Core 0.965
QSOR-0002203 | EXP-0387 | 268198.4785 | 0.96235 | 258101.4116 |  | 0 | 0% | 258101.4116 | -3.765% | PASS | PUBLISH | PRODUCTION | Engine RUN-5F3B32BB976D4AE2 / 2026-09 / Core 0.965
QSOR-0002204 | EXP-0387 | 316304.1137 | 0.96235 | 304395.9784 |  | 0 | 0% | 304395.9784 | -3.765% | PASS | PUBLISH | PRODUCTION | Engine RUN-5F3B32BB976D4AE2 / 2026-09 / Core 0.965
QSOR-0002205 | EXP-0387 | 483561.8142 | 0.96235 | 465356.8043 |  | 0 | 0% | 465356.8043 | -3.765% | PASS | PUBLISH | PRODUCTION | Engine RUN-5F3B32BB976D4AE2 / 2026-09 / Core 0.965
QSOR-0002206 | EXP-0387 | 658850.435 | 0.96235 | 634046.2046 |  | 0 | 0% | 634046.2046 | -3.765% | PASS | PUBLISH | PRODUCTION | Engine RUN-5F3B32BB976D4AE2 / 2026-09 / Core 0.965
QSOR-0002207 | EXP-0388 | 1320.7712 | 0.96235 | 1271.0472 |  | 0 | 0% | 1271.0472 | -3.765% | PASS | PUBLISH | PRODUCTION | Engine RUN-5F3B32BB976D4AE2 / 2026-09 / Core 0.965
QSOR-0002208 | EXP-0388 | 1792.1375 | 0.96235 | 1724.6676 |  | 0 | 0% | 1724.6676 | -3.765% | PASS | PUBLISH | PRODUCTION | Engine RUN-5F3B32BB976D4AE2 / 2026-09 / Core 0.965
QSOR-0002209 | EXP-0388 | 2452.0503 | 0.96235 | 2359.7362 |  | 0 | 0% | 2359.7362 | -3.765% | PASS | PUBLISH | PRODUCTION | Engine RUN-5F3B32BB976D4AE2 / 2026-09 / Core 0.965
QSOR-0002210 | EXP-0388 | 4526.062 | 0.96235 | 4355.666 |  | 0 | 0% | 4355.666 | -3.765% | PASS | PUBLISH | PRODUCTION | Engine RUN-5F3B32BB976D4AE2 / 2026-09 / Core 0.965
QSOR-0002211 | EXP-0388 | 8014.1725 | 0.96235 | 7712.457 |  | 0 | 0% | 7712.457 | -3.765% | PASS | PUBLISH | PRODUCTION | Engine RUN-5F3B32BB976D4AE2 / 2026-09 / Core 0.965
QSOR-0002212 | EXP-0389 | 849.3739 | 0.96235 | 817.3969 |  | 0 | 0% | 817.3969 | -3.765% | PASS | PUBLISH | PRODUCTION | Engine RUN-5F3B32BB976D4AE2 / 2026-09 / Core 0.965
QSOR-0002213 | EXP-0389 | 1226.453 | 0.96235 | 1180.2798 |  | 0 | 0% | 1180.2798 | -3.765% | PASS | PUBLISH | PRODUCTION | Engine RUN-5F3B32BB976D4AE2 / 2026-09 / Core 0.965
QSOR-0002214 | EXP-0389 | 1792.072 | 0.96235 | 1724.6045 |  | 0 | 0% | 1724.6045 | -3.765% | PASS | PUBLISH | PRODUCTION | Engine RUN-5F3B32BB976D4AE2 / 2026-09 / Core 0.965
QSOR-0002215 | EXP-0390 | 802.1419 | 0.96235 | 771.943 |  | 0 | 0% | 771.943 | -3.765% | PASS | PUBLISH | PRODUCTION | Engine RUN-5F3B32BB976D4AE2 / 2026-09 / Core 0.965
QSOR-0002216 | EXP-0390 | 1132.046 | 0.96235 | 1089.427 |  | 0 | 0% | 1089.427 | -3.765% | PASS | PUBLISH | PRODUCTION | Engine RUN-5F3B32BB976D4AE2 / 2026-09 / Core 0.965
QSOR-0002217 | EXP-0390 | 1603.338 | 0.96235 | 1542.976 |  | 0 | 0% | 1542.976 | -3.765% | PASS | PUBLISH | PRODUCTION | Engine RUN-5F3B32BB976D4AE2 / 2026-09 / Core 0.965
QSOR-0002218 | EXP-0391 | 1415.0072 | 0.96235 | 1361.7354 |  | 0 | 0% | 1361.7354 | -3.765% | PASS | PUBLISH | PRODUCTION | Engine RUN-5F3B32BB976D4AE2 / 2026-09 / Core 0.965
QSOR-0002219 | EXP-0391 | 2357.715 | 0.96235 | 2268.9524 |  | 0 | 0% | 2268.9524 | -3.765% | PASS | PUBLISH | PRODUCTION | Engine RUN-5F3B32BB976D4AE2 / 2026-09 / Core 0.965
QSOR-0002220 | EXP-0392 | 849.3401 | 0.96235 | 817.3644 |  | 0 | 0% | 817.3644 | -3.765% | PASS | PUBLISH | PRODUCTION | Engine RUN-5F3B32BB976D4AE2 / 2026-09 / Core 0.965
QSOR-0002221 | EXP-0392 | 1697.7347 | 0.96235 | 1633.8188 |  | 0 | 0% | 1633.8188 | -3.765% | PASS | PUBLISH | PRODUCTION | Engine RUN-5F3B32BB976D4AE2 / 2026-09 / Core 0.965
QSOR-0002222 | EXP-0392 | 2828.9274 | 0.96235 | 2722.4247 |  | 0 | 0% | 2722.4247 | -3.765% | PASS | PUBLISH | PRODUCTION | Engine RUN-5F3B32BB976D4AE2 / 2026-09 / Core 0.965
QSOR-0002223 | EXP-0392 | 4714.2487 | 0.96235 | 4536.7679 |  | 0 | 0% | 4536.7679 | -3.765% | PASS | PUBLISH | PRODUCTION | Engine RUN-5F3B32BB976D4AE2 / 2026-09 / Core 0.965
QSOR-0002224 | EXP-0392 | 7070.9002 | 0.96235 | 6804.6968 |  | 0 | 0% | 6804.6968 | -3.765% | PASS | PUBLISH | PRODUCTION | Engine RUN-5F3B32BB976D4AE2 / 2026-09 / Core 0.965
QSOR-0002225 | EXP-0393 | 566.5857 | 0.96235 | 545.255 |  | 0 | 0% | 545.255 | -3.765% | PASS | PUBLISH | PRODUCTION | Engine RUN-5F3B32BB976D4AE2 / 2026-09 / Core 0.965
QSOR-0002226 | EXP-0393 | 1132.2259 | 0.96235 | 1089.6002 |  | 0 | 0% | 1089.6002 | -3.765% | PASS | PUBLISH | PRODUCTION | Engine RUN-5F3B32BB976D4AE2 / 2026-09 / Core 0.965
QSOR-0002227 | EXP-0393 | 2074.9595 | 0.96235 | 1996.842 |  | 0 | 0% | 1996.842 | -3.765% | PASS | PUBLISH | PRODUCTION | Engine RUN-5F3B32BB976D4AE2 / 2026-09 / Core 0.965
QSOR-0002228 | EXP-0393 | 3300.513 | 0.96235 | 3176.2561 |  | 0 | 0% | 3176.2561 | -3.765% | PASS | PUBLISH | PRODUCTION | Engine RUN-5F3B32BB976D4AE2 / 2026-09 / Core 0.965
QSOR-0002229 | EXP-0393 | 4714.6132 | 0.96235 | 4537.1187 |  | 0 | 0% | 4537.1187 | -3.765% | PASS | PUBLISH | PRODUCTION | Engine RUN-5F3B32BB976D4AE2 / 2026-09 / Core 0.965
QSOR-0002230 | EXP-0394 | 425.1466 | 0.96235 | 409.1408 |  | 0 | 0% | 409.1408 | -3.765% | PASS | PUBLISH | PRODUCTION | Engine RUN-5F3B32BB976D4AE2 / 2026-09 / Core 0.965
QSOR-0002231 | EXP-0394 | 707.9475 | 0.96235 | 681.2948 |  | 0 | 0% | 681.2948 | -3.765% | PASS | PUBLISH | PRODUCTION | Engine RUN-5F3B32BB976D4AE2 / 2026-09 / Core 0.965
QSOR-0002232 | EXP-0394 | 1132.1484 | 0.96235 | 1089.5255 |  | 0 | 0% | 1089.5255 | -3.765% | PASS | PUBLISH | PRODUCTION | Engine RUN-5F3B32BB976D4AE2 / 2026-09 / Core 0.965
QSOR-0002233 | EXP-0395 | 20817.8873 | 0.96582 | 20106.2619 |  | 0 | 0% | 20106.2619 | -3.418% | PASS | PUBLISH | PRODUCTION | Engine RUN-5F3B32BB976D4AE2 / 2026-09 / Core 0.965
QSOR-0002234 | EXP-0395 | 23598.5332 | 0.96582 | 22791.8559 |  | 0 | 0% | 22791.8559 | -3.418% | PASS | PUBLISH | PRODUCTION | Engine RUN-5F3B32BB976D4AE2 / 2026-09 / Core 0.965
QSOR-0002235 | EXP-0395 | 26489.0788 | 0.96582 | 25583.593 |  | 0 | 0% | 25583.593 | -3.418% | PASS | PUBLISH | PRODUCTION | Engine RUN-5F3B32BB976D4AE2 / 2026-09 / Core 0.965
QSOR-0002236 | EXP-0395 | 32156.6928 | 0.96582 | 31057.4688 |  | 0 | 0% | 31057.4688 | -3.418% | PASS | PUBLISH | PRODUCTION | Engine RUN-5F3B32BB976D4AE2 / 2026-09 / Core 0.965
QSOR-0002237 | EXP-0395 | 37745.4054 | 0.96582 | 36455.1404 |  | 0 | 0% | 36455.1404 | -3.418% | PASS | PUBLISH | PRODUCTION | Engine RUN-5F3B32BB976D4AE2 / 2026-09 / Core 0.965
QSOR-0002238 | EXP-0395 | 48453.3934 | 0.96582 | 46797.0934 |  | 0 | 0% | 46797.0934 | -3.418% | PASS | PUBLISH | PRODUCTION | Engine RUN-5F3B32BB976D4AE2 / 2026-09 / Core 0.965
QSOR-0002239 | EXP-0396 | 37706.3292 | 0.96582 | 36417.4001 |  | 0 | 0% | 36417.4001 | -3.418% | PASS | PUBLISH | PRODUCTION | Engine RUN-5F3B32BB976D4AE2 / 2026-09 / Core 0.965
QSOR-0002240 | EXP-0396 | 51845.8482 | 0.96582 | 50073.5826 |  | 0 | 0% | 50073.5826 | -3.418% | PASS | PUBLISH | PRODUCTION | Engine RUN-5F3B32BB976D4AE2 / 2026-09 / Core 0.965
QSOR-0002241 | EXP-0396 | 65985.3669 | 0.96582 | 63729.765 |  | 0 | 0% | 63729.765 | -3.418% | PASS | PUBLISH | PRODUCTION | Engine RUN-5F3B32BB976D4AE2 / 2026-09 / Core 0.965
QSOR-0002242 | EXP-0397 | 7542.822 | 0.96582 | 7284.983 |  | 0 | 0% | 7284.983 | -3.418% | PASS | PUBLISH | PRODUCTION | Engine RUN-5F3B32BB976D4AE2 / 2026-09 / Core 0.965
QSOR-0002243 | EXP-0397 | 11313.7601 | 0.96582 | 10927.0177 |  | 0 | 0% | 10927.0177 | -3.418% | PASS | PUBLISH | PRODUCTION | Engine RUN-5F3B32BB976D4AE2 / 2026-09 / Core 0.965
QSOR-0002244 | EXP-0397 | 16970.1673 | 0.96582 | 16390.0699 |  | 0 | 0% | 16390.0699 | -3.418% | PASS | PUBLISH | PRODUCTION | Engine RUN-5F3B32BB976D4AE2 / 2026-09 / Core 0.965
QSOR-0002245 | EXP-0398 | 70706.881 | 0.96582 | 68289.8819 |  | 0 | 0% | 68289.8819 | -3.418% | PASS | PUBLISH | PRODUCTION | Engine RUN-5F3B32BB976D4AE2 / 2026-09 / Core 0.965
QSOR-0002246 | EXP-0398 | 94275.526 | 0.96582 | 91052.8714 |  | 0 | 0% | 91052.8714 | -3.418% | PASS | PUBLISH | PRODUCTION | Engine RUN-5F3B32BB976D4AE2 / 2026-09 / Core 0.965
QSOR-0002247 | EXP-0398 | 122557.9 | 0.96582 | 118368.4587 |  | 0 | 0% | 118368.4587 | -3.418% | PASS | PUBLISH | PRODUCTION | Engine RUN-5F3B32BB976D4AE2 / 2026-09 / Core 0.965
QSOR-0002248 | EXP-0398 | 160267.732 | 0.96582 | 154789.2418 |  | 0 | 0% | 154789.2418 | -3.418% | PASS | PUBLISH | PRODUCTION | Engine RUN-5F3B32BB976D4AE2 / 2026-09 / Core 0.965
QSOR-0002249 | EXP-0399 | 14139.9802 | 0.96582 | 13656.6281 |  | 0 | 0% | 13656.6281 | -3.418% | PASS | PUBLISH | PRODUCTION | Engine RUN-5F3B32BB976D4AE2 / 2026-09 / Core 0.965
QSOR-0002250 | EXP-0399 | 11312.1733 | 0.96582 | 10925.4852 |  | 0 | 0% | 10925.4852 | -3.418% | PASS | PUBLISH | PRODUCTION | Engine RUN-5F3B32BB976D4AE2 / 2026-09 / Core 0.965
QSOR-0002251 | EXP-0399 | 16967.7872 | 0.96582 | 16387.7712 |  | 0 | 0% | 16387.7712 | -3.418% | PASS | PUBLISH | PRODUCTION | Engine RUN-5F3B32BB976D4AE2 / 2026-09 / Core 0.965
QSOR-0002252 | EXP-0400 | 4713.9311 | 0.96582 | 4552.7931 |  | 0 | 0% | 4552.7931 | -3.418% | PASS | PUBLISH | PRODUCTION | Engine RUN-5F3B32BB976D4AE2 / 2026-09 / Core 0.965
QSOR-0002253 | EXP-0400 | 8484.3195 | 0.96582 | 8194.2969 |  | 0 | 0% | 8194.2969 | -3.418% | PASS | PUBLISH | PRODUCTION | Engine RUN-5F3B32BB976D4AE2 / 2026-09 / Core 0.965
QSOR-0002254 | EXP-0400 | 15082.4992 | 0.96582 | 14566.9286 |  | 0 | 0% | 14566.9286 | -3.418% | PASS | PUBLISH | PRODUCTION | Engine RUN-5F3B32BB976D4AE2 / 2026-09 / Core 0.965
QSOR-0002255 | EXP-0400 | 28278.8584 | 0.96582 | 27312.1919 |  | 0 | 0% | 27312.1919 | -3.418% | PASS | PUBLISH | PRODUCTION | Engine RUN-5F3B32BB976D4AE2 / 2026-09 / Core 0.965
QSOR-0002256 | EXP-0400 | 51843.7859 | 0.96582 | 50071.5909 |  | 0 | 0% | 50071.5909 | -3.418% | PASS | PUBLISH | PRODUCTION | Engine RUN-5F3B32BB976D4AE2 / 2026-09 / Core 0.965
QSOR-0002257 | EXP-0401 | 23565.0958 | 0.96582 | 22759.5616 |  | 0 | 0% | 22759.5616 | -3.418% | PASS | PUBLISH | PRODUCTION | Engine RUN-5F3B32BB976D4AE2 / 2026-09 / Core 0.965
QSOR-0002258 | EXP-0401 | 42416.4161 | 0.96582 | 40966.4803 |  | 0 | 0% | 40966.4803 | -3.418% | PASS | PUBLISH | PRODUCTION | Engine RUN-5F3B32BB976D4AE2 / 2026-09 / Core 0.965
QSOR-0002259 | EXP-0401 | 94257.5466 | 0.96582 | 91035.5065 |  | 0 | 0% | 91035.5065 | -3.418% | PASS | PUBLISH | PRODUCTION | Engine RUN-5F3B32BB976D4AE2 / 2026-09 / Core 0.965
QSOR-0002260 | EXP-0401 | 169662.8271 | 0.96582 | 163863.1809 |  | 0 | 0% | 163863.1809 | -3.418% | PASS | PUBLISH | PRODUCTION | Engine RUN-5F3B32BB976D4AE2 / 2026-09 / Core 0.965
QSOR-0002261 | EXP-0402 | 3771.7485 | 0.96582 | 3642.8174 |  | 0 | 0% | 3642.8174 | -3.418% | PASS | PUBLISH | PRODUCTION | Engine RUN-5F3B32BB976D4AE2 / 2026-09 / Core 0.965
QSOR-0002262 | EXP-0402 | 9427.9528 | 0.96582 | 9105.6736 |  | 0 | 0% | 9105.6736 | -3.418% | PASS | PUBLISH | PRODUCTION | Engine RUN-5F3B32BB976D4AE2 / 2026-09 / Core 0.965
QSOR-0002263 | EXP-0402 | 20740.3612 | 0.96582 | 20031.3858 |  | 0 | 0% | 20031.3858 | -3.418% | PASS | PUBLISH | PRODUCTION | Engine RUN-5F3B32BB976D4AE2 / 2026-09 / Core 0.965
QSOR-0002264 | EXP-0402 | 47135.9806 | 0.96582 | 45524.7142 |  | 0 | 0% | 45524.7142 | -3.418% | PASS | PUBLISH | PRODUCTION | Engine RUN-5F3B32BB976D4AE2 / 2026-09 / Core 0.965
QSOR-0002265 | EXP-0403 | 1415.0469 | 0.96582 | 1366.6759 |  | 0 | 0% | 1366.6759 | -3.418% | PASS | PUBLISH | PRODUCTION | Engine RUN-5F3B32BB976D4AE2 / 2026-09 / Core 0.965
QSOR-0002266 | EXP-0403 | 2829.1484 | 0.96582 | 2732.4386 |  | 0 | 0% | 2732.4386 | -3.418% | PASS | PUBLISH | PRODUCTION | Engine RUN-5F3B32BB976D4AE2 / 2026-09 / Core 0.965
QSOR-0002267 | EXP-0404 | 1132.2088 | 0.96582 | 1093.5061 |  | 0 | 0% | 1093.5061 | -3.418% | PASS | PUBLISH | PRODUCTION | Engine RUN-5F3B32BB976D4AE2 / 2026-09 / Core 0.965
QSOR-0002268 | EXP-0404 | 2357.7439 | 0.96582 | 2277.1482 |  | 0 | 0% | 2277.1482 | -3.418% | PASS | PUBLISH | PRODUCTION | Engine RUN-5F3B32BB976D4AE2 / 2026-09 / Core 0.965
QSOR-0002269 | EXP-0404 | 4714.5422 | 0.96582 | 4553.3833 |  | 0 | 0% | 4553.3833 | -3.418% | PASS | PUBLISH | PRODUCTION | Engine RUN-5F3B32BB976D4AE2 / 2026-09 / Core 0.965
QSOR-0002270 | EXP-0405 | 1886.3141 | 0.96582 | 1821.8336 |  | 0 | 0% | 1821.8336 | -3.418% | PASS | PUBLISH | PRODUCTION | Engine RUN-5F3B32BB976D4AE2 / 2026-09 / Core 0.965
QSOR-0002271 | EXP-0405 | 4243.0245 | 0.96582 | 4097.9836 |  | 0 | 0% | 4097.9836 | -3.418% | PASS | PUBLISH | PRODUCTION | Engine RUN-5F3B32BB976D4AE2 / 2026-09 / Core 0.965
QSOR-0002272 | EXP-0405 | 7542.4195 | 0.96582 | 7284.5942 |  | 0 | 0% | 7284.5942 | -3.418% | PASS | PUBLISH | PRODUCTION | Engine RUN-5F3B32BB976D4AE2 / 2026-09 / Core 0.965
QSOR-0002273 | EXP-0406 | 303.5553 | 0.96582 | 293.1788 |  | 0 | 0% | 293.1788 | -3.418% | PASS | PUBLISH | PRODUCTION | Engine RUN-5F3B32BB976D4AE2 / 2026-09 / Core 0.965
QSOR-0002274 | EXP-0406 | 361.9463 | 0.96582 | 349.5737 |  | 0 | 0% | 349.5737 | -3.418% | PASS | PUBLISH | PRODUCTION | Engine RUN-5F3B32BB976D4AE2 / 2026-09 / Core 0.965
QSOR-0002275 | EXP-0406 | 456.7225 | 0.96582 | 441.1102 |  | 0 | 0% | 441.1102 | -3.418% | PASS | PUBLISH | PRODUCTION | Engine RUN-5F3B32BB976D4AE2 / 2026-09 / Core 0.965
QSOR-0002276 | EXP-0406 | 623.0469 | 0.96582 | 601.749 |  | 0 | 0% | 601.749 | -3.418% | PASS | PUBLISH | PRODUCTION | Engine RUN-5F3B32BB976D4AE2 / 2026-09 / Core 0.965
QSOR-0002277 | EXP-0406 | 893.284 | 0.96582 | 862.7485 |  | 0 | 0% | 862.7485 | -3.418% | PASS | PUBLISH | PRODUCTION | Engine RUN-5F3B32BB976D4AE2 / 2026-09 / Core 0.965
QSOR-0002278 | EXP-0407 | 1207.807 | 0.96582 | 1166.5201 |  | 0 | 0% | 1166.5201 | -3.418% | PASS | PUBLISH | PRODUCTION | Engine RUN-5F3B32BB976D4AE2 / 2026-09 / Core 0.965
QSOR-0002279 | EXP-0407 | 1314.0678 | 0.96582 | 1269.1485 |  | 0 | 0% | 1269.1485 | -3.418% | PASS | PUBLISH | PRODUCTION | Engine RUN-5F3B32BB976D4AE2 / 2026-09 / Core 0.965
QSOR-0002280 | EXP-0407 | 1394.8195 | 0.96582 | 1347.1398 |  | 0 | 0% | 1347.1398 | -3.418% | PASS | PUBLISH | PRODUCTION | Engine RUN-5F3B32BB976D4AE2 / 2026-09 / Core 0.965
QSOR-0002281 | EXP-0407 | 1619.7728 | 0.96582 | 1564.4035 |  | 0 | 0% | 1564.4035 | -3.418% | PASS | PUBLISH | PRODUCTION | Engine RUN-5F3B32BB976D4AE2 / 2026-09 / Core 0.965
QSOR-0002282 | EXP-0407 | 1959.5548 | 0.96582 | 1892.5706 |  | 0 | 0% | 1892.5706 | -3.418% | PASS | PUBLISH | PRODUCTION | Engine RUN-5F3B32BB976D4AE2 / 2026-09 / Core 0.965
QSOR-0002283 | EXP-0407 | 2679.0672 | 0.96582 | 2587.4877 |  | 0 | 0% | 2587.4877 | -3.418% | PASS | PUBLISH | PRODUCTION | Engine RUN-5F3B32BB976D4AE2 / 2026-09 / Core 0.965
QSOR-0002284 | EXP-0408 | 24.1875 | 0.96582 | 23.3606 |  | 0 | 0% | 23.3606 | -3.418% | PASS | PUBLISH | PRODUCTION | Engine RUN-5F3B32BB976D4AE2 / 2026-09 / Core 0.965
QSOR-0002285 | EXP-0408 | 24.9056 | 0.96582 | 24.0542 |  | 0 | 0% | 24.0542 | -3.418% | PASS | PUBLISH | PRODUCTION | Engine RUN-5F3B32BB976D4AE2 / 2026-09 / Core 0.965
QSOR-0002286 | EXP-0408 | 27.5568 | 0.96582 | 26.6148 |  | 0 | 0% | 26.6148 | -3.418% | PASS | PUBLISH | PRODUCTION | Engine RUN-5F3B32BB976D4AE2 / 2026-09 / Core 0.965
QSOR-0002287 | EXP-0409 | 94.2036 | 0.96582 | 90.9834 |  | 0 | 0% | 90.9834 | -3.418% | PASS | PUBLISH | PRODUCTION | Engine RUN-5F3B32BB976D4AE2 / 2026-09 / Core 0.965
QSOR-0002288 | EXP-0409 | 103.6679 | 0.96582 | 100.1242 |  | 0 | 0% | 100.1242 | -3.418% | PASS | PUBLISH | PRODUCTION | Engine RUN-5F3B32BB976D4AE2 / 2026-09 / Core 0.965
QSOR-0002289 | EXP-0409 | 107.9196 | 0.96582 | 104.2306 |  | 0 | 0% | 104.2306 | -3.418% | PASS | PUBLISH | PRODUCTION | Engine RUN-5F3B32BB976D4AE2 / 2026-09 / Core 0.965
QSOR-0002290 | EXP-0410 | 341.9018 | 0.96582 | 330.2145 |  | 0 | 0% | 330.2145 | -3.418% | PASS | PUBLISH | PRODUCTION | Engine RUN-5F3B32BB976D4AE2 / 2026-09 / Core 0.965
QSOR-0002291 | EXP-0410 | 408.8496 | 0.96582 | 394.8737 |  | 0 | 0% | 394.8737 | -3.418% | PASS | PUBLISH | PRODUCTION | Engine RUN-5F3B32BB976D4AE2 / 2026-09 / Core 0.965
QSOR-0002292 | EXP-0410 | 480.6765 | 0.96582 | 464.2454 |  | 0 | 0% | 464.2454 | -3.418% | PASS | PUBLISH | PRODUCTION | Engine RUN-5F3B32BB976D4AE2 / 2026-09 / Core 0.965
QSOR-0002293 | EXP-0410 | 622.8808 | 0.96582 | 601.5886 |  | 0 | 0% | 601.5886 | -3.418% | PASS | PUBLISH | PRODUCTION | Engine RUN-5F3B32BB976D4AE2 / 2026-09 / Core 0.965
QSOR-0002294 | EXP-0411 | 401.529 | 0.96582 | 387.8034 |  | 0 | 0% | 387.8034 | -3.418% | PASS | PUBLISH | PRODUCTION | Engine RUN-5F3B32BB976D4AE2 / 2026-09 / Core 0.965
QSOR-0002295 | EXP-0411 | 519.6723 | 0.96582 | 501.9082 |  | 0 | 0% | 501.9082 | -3.418% | PASS | PUBLISH | PRODUCTION | Engine RUN-5F3B32BB976D4AE2 / 2026-09 / Core 0.965
QSOR-0002296 | EXP-0411 | 615.0861 | 0.96582 | 594.0604 |  | 0 | 0% | 594.0604 | -3.418% | PASS | PUBLISH | PRODUCTION | Engine RUN-5F3B32BB976D4AE2 / 2026-09 / Core 0.965
QSOR-0002297 | EXP-0411 | 789.652 | 0.96582 | 762.6591 |  | 0 | 0% | 762.6591 | -3.418% | PASS | PUBLISH | PRODUCTION | Engine RUN-5F3B32BB976D4AE2 / 2026-09 / Core 0.965
QSOR-0002298 | EXP-0412 | 650.1409 | 0.96582 | 627.9169 |  | 0 | 0% | 627.9169 | -3.418% | PASS | PUBLISH | PRODUCTION | Engine RUN-5F3B32BB976D4AE2 / 2026-09 / Core 0.965
QSOR-0002299 | EXP-0412 | 823.1242 | 0.96582 | 794.9871 |  | 0 | 0% | 794.9871 | -3.418% | PASS | PUBLISH | PRODUCTION | Engine RUN-5F3B32BB976D4AE2 / 2026-09 / Core 0.965
QSOR-0002300 | EXP-0412 | 987.2448 | 0.96582 | 953.4975 |  | 0 | 0% | 953.4975 | -3.418% | PASS | PUBLISH | PRODUCTION | Engine RUN-5F3B32BB976D4AE2 / 2026-09 / Core 0.965
QSOR-0002301 | EXP-0412 | 1386.3757 | 0.96582 | 1338.9847 |  | 0 | 0% | 1338.9847 | -3.418% | PASS | PUBLISH | PRODUCTION | Engine RUN-5F3B32BB976D4AE2 / 2026-09 / Core 0.965
QSOR-0002303 | EXP-0413 | 815.2687 | 0.96582 | 787.4001 |  | 0 | 0% | 787.4001 | -3.418% | PASS | PUBLISH | PRODUCTION | Engine RUN-5F3B32BB976D4AE2 / 2026-09 / Core 0.965
QSOR-0002304 | EXP-0413 | 1040.0182 | 0.96582 | 1004.4669 |  | 0 | 0% | 1004.4669 | -3.418% | PASS | PUBLISH | PRODUCTION | Engine RUN-5F3B32BB976D4AE2 / 2026-09 / Core 0.965
QSOR-0002305 | EXP-0413 | 1235.5839 | 0.96582 | 1193.3474 |  | 0 | 0% | 1193.3474 | -3.418% | PASS | PUBLISH | PRODUCTION | Engine RUN-5F3B32BB976D4AE2 / 2026-09 / Core 0.965
QSOR-0002306 | EXP-0413 | 1739.5186 | 0.96582 | 1680.056 |  | 0 | 0% | 1680.056 | -3.418% | PASS | PUBLISH | PRODUCTION | Engine RUN-5F3B32BB976D4AE2 / 2026-09 / Core 0.965
QSOR-0002308 | EXP-0414 | 10.8631 | 0.96582 | 10.4918 |  | 0 | 0% | 10.4918 | -3.418% | PASS | PUBLISH | PRODUCTION | Engine RUN-5F3B32BB976D4AE2 / 2026-09 / Core 0.965
QSOR-0002309 | EXP-0414 | 18.0397 | 0.96582 | 17.4231 |  | 0 | 0% | 17.4231 | -3.418% | PASS | PUBLISH | PRODUCTION | Engine RUN-5F3B32BB976D4AE2 / 2026-09 / Core 0.965
QSOR-0002310 | EXP-0414 | 25.2424 | 0.96582 | 24.3795 |  | 0 | 0% | 24.3795 | -3.418% | PASS | PUBLISH | PRODUCTION | Engine RUN-5F3B32BB976D4AE2 / 2026-09 / Core 0.965
QSOR-0002311 | EXP-0414 | 28.9779 | 0.96582 | 27.9874 |  | 0 | 0% | 27.9874 | -3.418% | PASS | PUBLISH | PRODUCTION | Engine RUN-5F3B32BB976D4AE2 / 2026-09 / Core 0.965
QSOR-0002312 | EXP-0414 | 39.8052 | 0.96582 | 38.4445 |  | 0 | 0% | 38.4445 | -3.418% | PASS | PUBLISH | PRODUCTION | Engine RUN-5F3B32BB976D4AE2 / 2026-09 / Core 0.965
QSOR-0002313 | EXP-0414 | 41.7088 | 0.96582 | 40.2831 |  | 0 | 0% | 40.2831 | -3.418% | PASS | PUBLISH | PRODUCTION | Engine RUN-5F3B32BB976D4AE2 / 2026-09 / Core 0.965
QSOR-0002314 | EXP-0414 | 42.7934 | 0.96582 | 41.3305 |  | 0 | 0% | 41.3305 | -3.418% | PASS | PUBLISH | PRODUCTION | Engine RUN-5F3B32BB976D4AE2 / 2026-09 / Core 0.965
QSOR-0002316 | EXP-0415 | 319.2824 | 0.96582 | 308.3683 |  | 0 | 0% | 308.3683 | -3.418% | PASS | PUBLISH | PRODUCTION | Engine RUN-5F3B32BB976D4AE2 / 2026-09 / Core 0.965
QSOR-0002317 | EXP-0415 | 349.2015 | 0.96582 | 337.2646 |  | 0 | 0% | 337.2646 | -3.418% | PASS | PUBLISH | PRODUCTION | Engine RUN-5F3B32BB976D4AE2 / 2026-09 / Core 0.965
QSOR-0002318 | EXP-0415 | 409.4605 | 0.96582 | 395.4637 |  | 0 | 0% | 395.4637 | -3.418% | PASS | PUBLISH | PRODUCTION | Engine RUN-5F3B32BB976D4AE2 / 2026-09 / Core 0.965
QSOR-0002319 | EXP-0415 | 455.4603 | 0.96582 | 439.8911 |  | 0 | 0% | 439.8911 | -3.418% | PASS | PUBLISH | PRODUCTION | Engine RUN-5F3B32BB976D4AE2 / 2026-09 / Core 0.965
QSOR-0002320 | EXP-0415 | 551.8534 | 0.96582 | 532.9891 |  | 0 | 0% | 532.9891 | -3.418% | PASS | PUBLISH | PRODUCTION | Engine RUN-5F3B32BB976D4AE2 / 2026-09 / Core 0.965
QSOR-0002321 | EXP-0415 | 693.5785 | 0.96582 | 669.8697 |  | 0 | 0% | 669.8697 | -3.418% | PASS | PUBLISH | PRODUCTION | Engine RUN-5F3B32BB976D4AE2 / 2026-09 / Core 0.965
QSOR-0002322 | EXP-0416 | 133.1046 | 0.96582 | 128.5547 |  | 0 | 0% | 128.5547 | -3.418% | PASS | PUBLISH | PRODUCTION | Engine RUN-5F3B32BB976D4AE2 / 2026-09 / Core 0.965
QSOR-0002323 | EXP-0416 | 134.7682 | 0.96582 | 130.1614 |  | 0 | 0% | 130.1614 | -3.418% | PASS | PUBLISH | PRODUCTION | Engine RUN-5F3B32BB976D4AE2 / 2026-09 / Core 0.965
QSOR-0002324 | EXP-0416 | 136.752 | 0.96582 | 132.0774 |  | 0 | 0% | 132.0774 | -3.418% | PASS | PUBLISH | PRODUCTION | Engine RUN-5F3B32BB976D4AE2 / 2026-09 / Core 0.965
QSOR-0002325 | EXP-0416 | 166.2398 | 0.96582 | 160.5572 |  | 0 | 0% | 160.5572 | -3.418% | PASS | PUBLISH | PRODUCTION | Engine RUN-5F3B32BB976D4AE2 / 2026-09 / Core 0.965
QSOR-0002326 | EXP-0416 | 183.1708 | 0.96582 | 176.9094 |  | 0 | 0% | 176.9094 | -3.418% | PASS | PUBLISH | PRODUCTION | Engine RUN-5F3B32BB976D4AE2 / 2026-09 / Core 0.965
QSOR-0002327 | EXP-0416 | 225.6292 | 0.96582 | 217.9164 |  | 0 | 0% | 217.9164 | -3.418% | PASS | PUBLISH | PRODUCTION | Engine RUN-5F3B32BB976D4AE2 / 2026-09 / Core 0.965
QSOR-0002328 | EXP-0417 | 135.5685 | 0.96582 | 130.9343 |  | 0 | 0% | 130.9343 | -3.418% | PASS | PUBLISH | PRODUCTION | Engine RUN-5F3B32BB976D4AE2 / 2026-09 / Core 0.965
QSOR-0002329 | EXP-0417 | 175.5582 | 0.96582 | 169.557 |  | 0 | 0% | 169.557 | -3.418% | PASS | PUBLISH | PRODUCTION | Engine RUN-5F3B32BB976D4AE2 / 2026-09 / Core 0.965
QSOR-0002330 | EXP-0418 | 67646.2088 | 0.96582 | 65333.8338 |  | 0 | 0% | 65333.8338 | -3.418% | PASS | PUBLISH | PRODUCTION | Engine RUN-5F3B32BB976D4AE2 / 2026-09 / Core 0.965
QSOR-0002331 | EXP-0418 | 125356.7843 | 0.96582 | 121071.6676 |  | 0 | 0% | 121071.6676 | -3.418% | PASS | PUBLISH | PRODUCTION | Engine RUN-5F3B32BB976D4AE2 / 2026-09 / Core 0.965
QSOR-0002332 | EXP-0418 | 222412.5949 | 0.96582 | 214809.7841 |  | 0 | 0% | 214809.7841 | -3.418% | PASS | PUBLISH | PRODUCTION | Engine RUN-5F3B32BB976D4AE2 / 2026-09 / Core 0.965
QSOR-0002333 | EXP-0419 | 3771.7621 | 0.96582 | 3642.8305 |  | 0 | 0% | 3642.8305 | -3.418% | PASS | PUBLISH | PRODUCTION | Engine RUN-5F3B32BB976D4AE2 / 2026-09 / Core 0.965
QSOR-0002334 | EXP-0419 | 5657.1705 | 0.96582 | 5463.7894 |  | 0 | 0% | 5463.7894 | -3.418% | PASS | PUBLISH | PRODUCTION | Engine RUN-5F3B32BB976D4AE2 / 2026-09 / Core 0.965
QSOR-0002335 | EXP-0419 | 8485.2827 | 0.96582 | 8195.2272 |  | 0 | 0% | 8195.2272 | -3.418% | PASS | PUBLISH | PRODUCTION | Engine RUN-5F3B32BB976D4AE2 / 2026-09 / Core 0.965
QSOR-0002336 | EXP-0419 | 10842.0432 | 0.96582 | 10471.4257 |  | 0 | 0% | 10471.4257 | -3.418% | PASS | PUBLISH | PRODUCTION | Engine RUN-5F3B32BB976D4AE2 / 2026-09 / Core 0.965
QSOR-0002337 | EXP-0419 | 16969.6197 | 0.96582 | 16389.541 |  | 0 | 0% | 16389.541 | -3.418% | PASS | PUBLISH | PRODUCTION | Engine RUN-5F3B32BB976D4AE2 / 2026-09 / Core 0.965
QSOR-0002338 | EXP-0419 | 22625.8443 | 0.96582 | 21852.4168 |  | 0 | 0% | 21852.4168 | -3.418% | PASS | PUBLISH | PRODUCTION | Engine RUN-5F3B32BB976D4AE2 / 2026-09 / Core 0.965
QSOR-0002339 | EXP-0419 | 35823.7021 | 0.96582 | 34599.1274 |  | 0 | 0% | 34599.1274 | -3.418% | PASS | PUBLISH | PRODUCTION | Engine RUN-5F3B32BB976D4AE2 / 2026-09 / Core 0.965
QSOR-0002340 | EXP-0420 | 675.0369 | 0.96582 | 651.9619 |  | 0 | 0% | 651.9619 | -3.418% | PASS | PUBLISH | PRODUCTION | Engine RUN-5F3B32BB976D4AE2 / 2026-09 / Core 0.965
QSOR-0002341 | EXP-0420 | 1320.8446 | 0.96582 | 1275.6937 |  | 0 | 0% | 1275.6937 | -3.418% | PASS | PUBLISH | PRODUCTION | Engine RUN-5F3B32BB976D4AE2 / 2026-09 / Core 0.965
QSOR-0002342 | EXP-0420 | 2075.0727 | 0.96582 | 2004.1397 |  | 0 | 0% | 2004.1397 | -3.418% | PASS | PUBLISH | PRODUCTION | Engine RUN-5F3B32BB976D4AE2 / 2026-09 / Core 0.965
QSOR-0002343 | EXP-0420 | 5657.6555 | 0.96582 | 5464.2578 |  | 0 | 0% | 5464.2578 | -3.418% | PASS | PUBLISH | PRODUCTION | Engine RUN-5F3B32BB976D4AE2 / 2026-09 / Core 0.965
QSOR-0002344 | EXP-0421 | 4714.0683 | 0.96582 | 4552.9256 |  | 0 | 0% | 4552.9256 | -3.418% | PASS | PUBLISH | PRODUCTION | Engine RUN-5F3B32BB976D4AE2 / 2026-09 / Core 0.965
QSOR-0002345 | EXP-0421 | 8484.5665 | 0.96582 | 8194.5355 |  | 0 | 0% | 8194.5355 | -3.418% | PASS | PUBLISH | PRODUCTION | Engine RUN-5F3B32BB976D4AE2 / 2026-09 / Core 0.965
QSOR-0002346 | EXP-0421 | 14140.3136 | 0.96582 | 13656.9501 |  | 0 | 0% | 13656.9501 | -3.418% | PASS | PUBLISH | PRODUCTION | Engine RUN-5F3B32BB976D4AE2 / 2026-09 / Core 0.965
QSOR-0002347 | EXP-0421 | 20738.6852 | 0.96582 | 20029.7672 |  | 0 | 0% | 20029.7672 | -3.418% | PASS | PUBLISH | PRODUCTION | Engine RUN-5F3B32BB976D4AE2 / 2026-09 / Core 0.965
QSOR-0002348 | EXP-0422 | 7543.0139 | 0.96582 | 7285.1683 |  | 0 | 0% | 7285.1683 | -3.418% | PASS | PUBLISH | PRODUCTION | Engine RUN-5F3B32BB976D4AE2 / 2026-09 / Core 0.965
QSOR-0002349 | EXP-0422 | 13199.565 | 0.96582 | 12748.3594 |  | 0 | 0% | 12748.3594 | -3.418% | PASS | PUBLISH | PRODUCTION | Engine RUN-5F3B32BB976D4AE2 / 2026-09 / Core 0.965
QSOR-0002350 | EXP-0422 | 18856.1162 | 0.96582 | 18211.5507 |  | 0 | 0% | 18211.5507 | -3.418% | PASS | PUBLISH | PRODUCTION | Engine RUN-5F3B32BB976D4AE2 / 2026-09 / Core 0.965
QSOR-0002351 | EXP-0422 | 28283.7013 | 0.96582 | 27316.8693 |  | 0 | 0% | 27316.8693 | -3.418% | PASS | PUBLISH | PRODUCTION | Engine RUN-5F3B32BB976D4AE2 / 2026-09 / Core 0.965
QSOR-0002352 | EXP-0423 | 3300.2702 | 0.96582 | 3187.4559 |  | 0 | 0% | 3187.4559 | -3.418% | PASS | PUBLISH | PRODUCTION | Engine RUN-5F3B32BB976D4AE2 / 2026-09 / Core 0.965
QSOR-0002353 | EXP-0423 | 4714.2665 | 0.96582 | 4553.117 |  | 0 | 0% | 4553.117 | -3.418% | PASS | PUBLISH | PRODUCTION | Engine RUN-5F3B32BB976D4AE2 / 2026-09 / Core 0.965
QSOR-0002354 | EXP-0423 | 7542.2592 | 0.96582 | 7284.4394 |  | 0 | 0% | 7284.4394 | -3.418% | PASS | PUBLISH | PRODUCTION | Engine RUN-5F3B32BB976D4AE2 / 2026-09 / Core 0.965
QSOR-0002355 | EXP-0423 | 12255.58 | 0.96582 | 11836.643 |  | 0 | 0% | 11836.643 | -3.418% | PASS | PUBLISH | PRODUCTION | Engine RUN-5F3B32BB976D4AE2 / 2026-09 / Core 0.965
QSOR-0002356 | EXP-0424 | 4242.9337 | 0.96582 | 4097.8959 |  | 0 | 0% | 4097.8959 | -3.418% | PASS | PUBLISH | PRODUCTION | Engine RUN-5F3B32BB976D4AE2 / 2026-09 / Core 0.965
QSOR-0002357 | EXP-0424 | 7542.2577 | 0.96582 | 7284.4379 |  | 0 | 0% | 7284.4379 | -3.418% | PASS | PUBLISH | PRODUCTION | Engine RUN-5F3B32BB976D4AE2 / 2026-09 / Core 0.965
QSOR-0002358 | EXP-0424 | 13198.2415 | 0.96582 | 12747.0812 |  | 0 | 0% | 12747.0812 | -3.418% | PASS | PUBLISH | PRODUCTION | Engine RUN-5F3B32BB976D4AE2 / 2026-09 / Core 0.965
QSOR-0002359 | EXP-0425 | 566.5657 | 0.96582 | 547.1986 |  | 0 | 0% | 547.1986 | -3.418% | PASS | PUBLISH | PRODUCTION | Engine RUN-5F3B32BB976D4AE2 / 2026-09 / Core 0.965
QSOR-0002360 | EXP-0425 | 1132.1859 | 0.96582 | 1093.484 |  | 0 | 0% | 1093.484 | -3.418% | PASS | PUBLISH | PRODUCTION | Engine RUN-5F3B32BB976D4AE2 / 2026-09 / Core 0.965
QSOR-0002361 | EXP-0425 | 1886.346 | 0.96582 | 1821.8643 |  | 0 | 0% | 1821.8643 | -3.418% | PASS | PUBLISH | PRODUCTION | Engine RUN-5F3B32BB976D4AE2 / 2026-09 / Core 0.965
QSOR-0002362 | EXP-0426 | 62.222 | 0.96516 | 60.0545 |  | 0 | 0% | 60.0545 | -3.484% | PASS | PUBLISH | PRODUCTION | Engine RUN-5F3B32BB976D4AE2 / 2026-09 / Core 0.965
QSOR-0002363 | EXP-0426 | 52.7948 | 0.96516 | 50.9556 |  | 0 | 0% | 50.9556 | -3.484% | PASS | PUBLISH | PRODUCTION | Engine RUN-5F3B32BB976D4AE2 / 2026-09 / Core 0.965
QSOR-0002364 | EXP-0427 | 71.6433 | 0.96516 | 69.1476 |  | 0 | 0% | 69.1476 | -3.484% | PASS | PUBLISH | PRODUCTION | Engine RUN-5F3B32BB976D4AE2 / 2026-09 / Core 0.965
QSOR-0002365 | EXP-0427 | 90.4961 | 0.96516 | 87.3436 |  | 0 | 0% | 87.3436 | -3.484% | PASS | PUBLISH | PRODUCTION | Engine RUN-5F3B32BB976D4AE2 / 2026-09 / Core 0.965
QSOR-0002366 | EXP-0428 | 114.0728 | 0.96516 | 110.0991 |  | 0 | 0% | 110.0991 | -3.484% | PASS | PUBLISH | PRODUCTION | Engine RUN-5F3B32BB976D4AE2 / 2026-09 / Core 0.965
QSOR-0002367 | EXP-0428 | 208.3455 | 0.96516 | 201.0878 |  | 0 | 0% | 201.0878 | -3.484% | PASS | PUBLISH | PRODUCTION | Engine RUN-5F3B32BB976D4AE2 / 2026-09 / Core 0.965
QSOR-0002368 | EXP-0429 | 95.2182 | 0.96516 | 91.9012 |  | 0 | 0% | 91.9012 | -3.484% | PASS | PUBLISH | PRODUCTION | Engine RUN-5F3B32BB976D4AE2 / 2026-09 / Core 0.965
QSOR-0002369 | EXP-0429 | 132.9269 | 0.96516 | 128.2963 |  | 0 | 0% | 128.2963 | -3.484% | PASS | PUBLISH | PRODUCTION | Engine RUN-5F3B32BB976D4AE2 / 2026-09 / Core 0.965
QSOR-0002370 | EXP-0430 | 132.9147 | 0.96516 | 128.2846 |  | 0 | 0% | 128.2846 | -3.484% | PASS | PUBLISH | PRODUCTION | Engine RUN-5F3B32BB976D4AE2 / 2026-09 / Core 0.965
QSOR-0002371 | EXP-0430 | 170.6202 | 0.96516 | 164.6766 |  | 0 | 0% | 164.6766 | -3.484% | PASS | PUBLISH | PRODUCTION | Engine RUN-5F3B32BB976D4AE2 / 2026-09 / Core 0.965
QSOR-0002372 | EXP-0431 | 95.219 | 0.96516 | 91.902 |  | 0 | 0% | 91.902 | -3.484% | PASS | PUBLISH | PRODUCTION | Engine RUN-5F3B32BB976D4AE2 / 2026-09 / Core 0.965
QSOR-0002373 | EXP-0431 | 123.5009 | 0.96516 | 119.1987 |  | 0 | 0% | 119.1987 | -3.484% | PASS | PUBLISH | PRODUCTION | Engine RUN-5F3B32BB976D4AE2 / 2026-09 / Core 0.965
QSOR-0002374 | EXP-0432 | 236.626 | 0.96516 | 228.3831 |  | 0 | 0% | 228.3831 | -3.484% | PASS | PUBLISH | PRODUCTION | Engine RUN-5F3B32BB976D4AE2 / 2026-09 / Core 0.965
QSOR-0002375 | EXP-0432 | 472.3065 | 0.96516 | 455.8536 |  | 0 | 0% | 455.8536 | -3.484% | PASS | PUBLISH | PRODUCTION | Engine RUN-5F3B32BB976D4AE2 / 2026-09 / Core 0.965
QSOR-0002376 | EXP-0433 | 65.2985 | 0.96327 | 62.8998 |  | 0 | 0% | 62.8998 | -3.673% | PASS | PUBLISH | PRODUCTION | Engine RUN-5F3B32BB976D4AE2 / 2026-09 / Core 0.965
QSOR-0002377 | EXP-0433 | 79.1949 | 0.96327 | 76.2857 |  | 0 | 0% | 76.2857 | -3.673% | PASS | PUBLISH | PRODUCTION | Engine RUN-5F3B32BB976D4AE2 / 2026-09 / Core 0.965
QSOR-0002378 | EXP-0433 | 90.4344 | 0.96327 | 87.1123 |  | 0 | 0% | 87.1123 | -3.673% | PASS | PUBLISH | PRODUCTION | Engine RUN-5F3B32BB976D4AE2 / 2026-09 / Core 0.965
QSOR-0002379 | EXP-0433 | 105.5703 | 0.96327 | 101.6923 |  | 0 | 0% | 101.6923 | -3.673% | PASS | PUBLISH | PRODUCTION | Engine RUN-5F3B32BB976D4AE2 / 2026-09 / Core 0.965
QSOR-0002380 | EXP-0433 | 136.3243 | 0.96327 | 131.3165 |  | 0 | 0% | 131.3165 | -3.673% | PASS | PUBLISH | PRODUCTION | Engine RUN-5F3B32BB976D4AE2 / 2026-09 / Core 0.965
QSOR-0002381 | EXP-0433 | 165.7328 | 0.96327 | 159.6446 |  | 0 | 0% | 159.6446 | -3.673% | PASS | PUBLISH | PRODUCTION | Engine RUN-5F3B32BB976D4AE2 / 2026-09 / Core 0.965
QSOR-0002382 | EXP-0434 | 1180.6055 | 0.96327 | 1137.2365 |  | 0 | 0% | 1137.2365 | -3.673% | PASS | PUBLISH | PRODUCTION | Engine RUN-5F3B32BB976D4AE2 / 2026-09 / Core 0.965
QSOR-0002383 | EXP-0434 | 1217.1919 | 0.96327 | 1172.4789 |  | 0 | 0% | 1172.4789 | -3.673% | PASS | PUBLISH | PRODUCTION | Engine RUN-5F3B32BB976D4AE2 / 2026-09 / Core 0.965
QSOR-0002384 | EXP-0434 | 1328.2694 | 0.96327 | 1279.4761 |  | 0 | 0% | 1279.4761 | -3.673% | PASS | PUBLISH | PRODUCTION | Engine RUN-5F3B32BB976D4AE2 / 2026-09 / Core 0.965
QSOR-0002385 | EXP-0434 | 1389.1547 | 0.96327 | 1338.1248 |  | 0 | 0% | 1338.1248 | -3.673% | PASS | PUBLISH | PRODUCTION | Engine RUN-5F3B32BB976D4AE2 / 2026-09 / Core 0.965
QSOR-0002386 | EXP-0434 | 1469.791 | 0.96327 | 1415.7989 |  | 0 | 0% | 1415.7989 | -3.673% | PASS | PUBLISH | PRODUCTION | Engine RUN-5F3B32BB976D4AE2 / 2026-09 / Core 0.965
QSOR-0002387 | EXP-0434 | 1627.3393 | 0.96327 | 1567.5597 |  | 0 | 0% | 1567.5597 | -3.673% | PASS | PUBLISH | PRODUCTION | Engine RUN-5F3B32BB976D4AE2 / 2026-09 / Core 0.965
QSOR-0002388 | EXP-0435 | 1132.246 | 0.96582 | 1093.542 |  | 0 | 0% | 1093.542 | -3.418% | PASS | PUBLISH | PRODUCTION | Engine RUN-5F3B32BB976D4AE2 / 2026-09 / Core 0.965
QSOR-0002389 | EXP-0435 | 2640.6464 | 0.96582 | 2550.3802 |  | 0 | 0% | 2550.3802 | -3.418% | PASS | PUBLISH | PRODUCTION | Engine RUN-5F3B32BB976D4AE2 / 2026-09 / Core 0.965
QSOR-0002390 | EXP-0435 | 4526.1469 | 0.96582 | 4371.4279 |  | 0 | 0% | 4371.4279 | -3.418% | PASS | PUBLISH | PRODUCTION | Engine RUN-5F3B32BB976D4AE2 / 2026-09 / Core 0.965
QSOR-0002391 | EXP-0435 | 7071.5723 | 0.96582 | 6829.8422 |  | 0 | 0% | 6829.8422 | -3.418% | PASS | PUBLISH | PRODUCTION | Engine RUN-5F3B32BB976D4AE2 / 2026-09 / Core 0.965
QSOR-0002392 | EXP-0436 | 170.615 | 0.96582 | 164.7828 |  | 0 | 0% | 164.7828 | -3.418% | PASS | PUBLISH | PRODUCTION | Engine RUN-5F3B32BB976D4AE2 / 2026-09 / Core 0.965
QSOR-0002393 | EXP-0436 | 613.6407 | 0.96582 | 592.6644 |  | 0 | 0% | 592.6644 | -3.418% | PASS | PUBLISH | PRODUCTION | Engine RUN-5F3B32BB976D4AE2 / 2026-09 / Core 0.965
QSOR-0002394 | EXP-0436 | 707.9015 | 0.96582 | 683.703 |  | 0 | 0% | 683.703 | -3.418% | PASS | PUBLISH | PRODUCTION | Engine RUN-5F3B32BB976D4AE2 / 2026-09 / Core 0.965
QSOR-0002395 | EXP-0436 | 849.2925 | 0.96582 | 820.2609 |  | 0 | 0% | 820.2609 | -3.418% | PASS | PUBLISH | PRODUCTION | Engine RUN-5F3B32BB976D4AE2 / 2026-09 / Core 0.965
QSOR-0002396 | EXP-0437 | 170.629 | 0.96582 | 164.7963 |  | 0 | 0% | 164.7963 | -3.418% | PASS | PUBLISH | PRODUCTION | Engine RUN-5F3B32BB976D4AE2 / 2026-09 / Core 0.965
QSOR-0002397 | EXP-0437 | 208.3364 | 0.96582 | 201.2148 |  | 0 | 0% | 201.2148 | -3.418% | PASS | PUBLISH | PRODUCTION | Engine RUN-5F3B32BB976D4AE2 / 2026-09 / Core 0.965
QSOR-0002398 | EXP-0437 | 246.0439 | 0.96582 | 237.6333 |  | 0 | 0% | 237.6333 | -3.418% | PASS | PUBLISH | PRODUCTION | Engine RUN-5F3B32BB976D4AE2 / 2026-09 / Core 0.965
QSOR-0002399 | EXP-0437 | 321.4587 | 0.96582 | 310.4701 |  | 0 | 0% | 310.4701 | -3.418% | PASS | PUBLISH | PRODUCTION | Engine RUN-5F3B32BB976D4AE2 / 2026-09 / Core 0.965
QSOR-0002400 | EXP-0438 | 472.3028 | 0.96582 | 456.1579 |  | 0 | 0% | 456.1579 | -3.418% | PASS | PUBLISH | PRODUCTION | Engine RUN-5F3B32BB976D4AE2 / 2026-09 / Core 0.965
QSOR-0002401 | EXP-0438 | 1132.2029 | 0.96582 | 1093.5004 |  | 0 | 0% | 1093.5004 | -3.418% | PASS | PUBLISH | PRODUCTION | Engine RUN-5F3B32BB976D4AE2 / 2026-09 / Core 0.965
QSOR-0002402 | EXP-0438 | 2357.7316 | 0.96582 | 2277.1364 |  | 0 | 0% | 2277.1364 | -3.418% | PASS | PUBLISH | PRODUCTION | Engine RUN-5F3B32BB976D4AE2 / 2026-09 / Core 0.965
QSOR-0002403 | EXP-0439 | 849.2844 | 0.96582 | 820.253 |  | 0 | 0% | 820.253 | -3.418% | PASS | PUBLISH | PRODUCTION | Engine RUN-5F3B32BB976D4AE2 / 2026-09 / Core 0.965
QSOR-0002404 | EXP-0439 | 1226.3237 | 0.96582 | 1184.4038 |  | 0 | 0% | 1184.4038 | -3.418% | PASS | PUBLISH | PRODUCTION | Engine RUN-5F3B32BB976D4AE2 / 2026-09 / Core 0.965
QSOR-0002405 | EXP-0439 | 2828.7411 | 0.96582 | 2732.0452 |  | 0 | 0% | 2732.0452 | -3.418% | PASS | PUBLISH | PRODUCTION | Engine RUN-5F3B32BB976D4AE2 / 2026-09 / Core 0.965
QSOR-0002406 | EXP-0440 | 23569.8758 | 0.96582 | 22764.1782 |  | 0 | 0% | 22764.1782 | -3.418% | PASS | PUBLISH | PRODUCTION | Engine RUN-5F3B32BB976D4AE2 / 2026-09 / Core 0.965
QSOR-0002407 | EXP-0440 | 42425.0198 | 0.96582 | 40974.7899 |  | 0 | 0% | 40974.7899 | -3.418% | PASS | PUBLISH | PRODUCTION | Engine RUN-5F3B32BB976D4AE2 / 2026-09 / Core 0.965
QSOR-0002408 | EXP-0440 | 61280.1639 | 0.96582 | 59185.4017 |  | 0 | 0% | 59185.4017 | -3.418% | PASS | PUBLISH | PRODUCTION | Engine RUN-5F3B32BB976D4AE2 / 2026-09 / Core 0.965
QSOR-0002409 | EXP-0441 | 1414.9185 | 0.96582 | 1366.5519 |  | 0 | 0% | 1366.5519 | -3.418% | PASS | PUBLISH | PRODUCTION | Engine RUN-5F3B32BB976D4AE2 / 2026-09 / Core 0.965
QSOR-0002410 | EXP-0441 | 3771.54 | 0.96582 | 3642.6161 |  | 0 | 0% | 3642.6161 | -3.418% | PASS | PUBLISH | PRODUCTION | Engine RUN-5F3B32BB976D4AE2 / 2026-09 / Core 0.965
QSOR-0002411 | EXP-0441 | 7542.1342 | 0.96582 | 7284.3186 |  | 0 | 0% | 7284.3186 | -3.418% | PASS | PUBLISH | PRODUCTION | Engine RUN-5F3B32BB976D4AE2 / 2026-09 / Core 0.965
QSOR-0002412 | EXP-0442 | 1414.9369 | 0.96215 | 1361.3846 |  | 0 | 0% | 1361.3846 | -3.785% | PASS | PUBLISH | PRODUCTION | Engine RUN-5F3B32BB976D4AE2 / 2026-09 / Core 0.965
QSOR-0002413 | EXP-0442 | 2828.9281 | 0.96215 | 2721.8591 |  | 0 | 0% | 2721.8591 | -3.785% | PASS | PUBLISH | PRODUCTION | Engine RUN-5F3B32BB976D4AE2 / 2026-09 / Core 0.965
QSOR-0002414 | EXP-0443 | 566.5187 | 0.96582 | 547.1532 |  | 0 | 0% | 547.1532 | -3.418% | PASS | PUBLISH | PRODUCTION | Engine RUN-5F3B32BB976D4AE2 / 2026-09 / Core 0.965
QSOR-0002415 | EXP-0443 | 943.5674 | 0.96582 | 911.3131 |  | 0 | 0% | 911.3131 | -3.418% | PASS | PUBLISH | PRODUCTION | Engine RUN-5F3B32BB976D4AE2 / 2026-09 / Core 0.965
QSOR-0002416 | EXP-0444 | 472.2745 | 0.96215 | 454.3999 |  | 0 | 0% | 454.3999 | -3.785% | PASS | PUBLISH | PRODUCTION | Engine RUN-5F3B32BB976D4AE2 / 2026-09 / Core 0.965
QSOR-0002417 | EXP-0444 | 1414.9324 | 0.96215 | 1361.3802 |  | 0 | 0% | 1361.3802 | -3.785% | PASS | PUBLISH | PRODUCTION | Engine RUN-5F3B32BB976D4AE2 / 2026-09 / Core 0.965
QSOR-0002418 | EXP-0445 | 8.6873 | 0.96327 | 8.3681 |  | 0 | 0% | 8.3681 | -3.673% | PASS | PUBLISH | PRODUCTION | Engine RUN-5F3B32BB976D4AE2 / 2026-09 / Core 0.965
QSOR-0002419 | EXP-0445 | 9.2091 | 0.96327 | 8.8708 |  | 0 | 0% | 8.8708 | -3.673% | PASS | PUBLISH | PRODUCTION | Engine RUN-5F3B32BB976D4AE2 / 2026-09 / Core 0.965
QSOR-0002420 | EXP-0445 | 10.4285 | 0.96327 | 10.0454 |  | 0 | 0% | 10.0454 | -3.673% | PASS | PUBLISH | PRODUCTION | Engine RUN-5F3B32BB976D4AE2 / 2026-09 / Core 0.965
QSOR-0002421 | EXP-0445 | 19.2043 | 0.96327 | 18.4989 |  | 0 | 0% | 18.4989 | -3.673% | PASS | PUBLISH | PRODUCTION | Engine RUN-5F3B32BB976D4AE2 / 2026-09 / Core 0.965
QSOR-0002422 | EXP-0445 | 23.4248 | 0.96327 | 22.5643 |  | 0 | 0% | 22.5643 | -3.673% | PASS | PUBLISH | PRODUCTION | Engine RUN-5F3B32BB976D4AE2 / 2026-09 / Core 0.965
QSOR-0002423 | EXP-0445 | 27.497 | 0.96327 | 26.4869 |  | 0 | 0% | 26.4869 | -3.673% | PASS | PUBLISH | PRODUCTION | Engine RUN-5F3B32BB976D4AE2 / 2026-09 / Core 0.965
QSOR-0002424 | EXP-0445 | 32.333 | 0.96327 | 31.1453 |  | 0 | 0% | 31.1453 | -3.673% | PASS | PUBLISH | PRODUCTION | Engine RUN-5F3B32BB976D4AE2 / 2026-09 / Core 0.965
QSOR-0002425 | EXP-0445 | 37.5524 | 0.96327 | 36.1729 |  | 0 | 0% | 36.1729 | -3.673% | PASS | PUBLISH | PRODUCTION | Engine RUN-5F3B32BB976D4AE2 / 2026-09 / Core 0.965
QSOR-0002426 | EXP-0445 | 46.6841 | 0.96327 | 44.9692 |  | 0 | 0% | 44.9692 | -3.673% | PASS | PUBLISH | PRODUCTION | Engine RUN-5F3B32BB976D4AE2 / 2026-09 / Core 0.965
QSOR-0002427 | EXP-0445 | 55.7981 | 0.96327 | 53.7484 |  | 0 | 0% | 53.7484 | -3.673% | PASS | PUBLISH | PRODUCTION | Engine RUN-5F3B32BB976D4AE2 / 2026-09 / Core 0.965
QSOR-0002428 | EXP-0445 | 70.6579 | 0.96327 | 68.0624 |  | 0 | 0% | 68.0624 | -3.673% | PASS | PUBLISH | PRODUCTION | Engine RUN-5F3B32BB976D4AE2 / 2026-09 / Core 0.965
QSOR-0002429 | EXP-0445 | 87.6568 | 0.96327 | 84.4368 |  | 0 | 0% | 84.4368 | -3.673% | PASS | PUBLISH | PRODUCTION | Engine RUN-5F3B32BB976D4AE2 / 2026-09 / Core 0.965
QSOR-0002430 | EXP-0445 | 109.6562 | 0.96327 | 105.628 |  | 0 | 0% | 105.628 | -3.673% | PASS | PUBLISH | PRODUCTION | Engine RUN-5F3B32BB976D4AE2 / 2026-09 / Core 0.965
QSOR-0002431 | EXP-0446 | 5.2501 | 0.96327 | 5.0572 |  | 0 | 0% | 5.0572 | -3.673% | PASS | PUBLISH | PRODUCTION | Engine RUN-5F3B32BB976D4AE2 / 2026-09 / Core 0.965
QSOR-0002432 | EXP-0446 | 5.6427 | 0.96327 | 5.4354 |  | 0 | 0% | 5.4354 | -3.673% | PASS | PUBLISH | PRODUCTION | Engine RUN-5F3B32BB976D4AE2 / 2026-09 / Core 0.965
QSOR-0002433 | EXP-0446 | 6.2687 | 0.96327 | 6.0384 |  | 0 | 0% | 6.0384 | -3.673% | PASS | PUBLISH | PRODUCTION | Engine RUN-5F3B32BB976D4AE2 / 2026-09 / Core 0.965
QSOR-0002434 | EXP-0446 | 7.6948 | 0.96327 | 7.4121 |  | 0 | 0% | 7.4121 | -3.673% | PASS | PUBLISH | PRODUCTION | Engine RUN-5F3B32BB976D4AE2 / 2026-09 / Core 0.965
QSOR-0002435 | EXP-0446 | 9.7444 | 0.96327 | 9.3865 |  | 0 | 0% | 9.3865 | -3.673% | PASS | PUBLISH | PRODUCTION | Engine RUN-5F3B32BB976D4AE2 / 2026-09 / Core 0.965
QSOR-0002436 | EXP-0446 | 11.7526 | 0.96327 | 11.3209 |  | 0 | 0% | 11.3209 | -3.673% | PASS | PUBLISH | PRODUCTION | Engine RUN-5F3B32BB976D4AE2 / 2026-09 / Core 0.965
QSOR-0002437 | EXP-0446 | 15.5777 | 0.96327 | 15.0055 |  | 0 | 0% | 15.0055 | -3.673% | PASS | PUBLISH | PRODUCTION | Engine RUN-5F3B32BB976D4AE2 / 2026-09 / Core 0.965
QSOR-0002438 | EXP-0446 | 18.7445 | 0.96327 | 18.0559 |  | 0 | 0% | 18.0559 | -3.673% | PASS | PUBLISH | PRODUCTION | Engine RUN-5F3B32BB976D4AE2 / 2026-09 / Core 0.965
QSOR-0002439 | EXP-0446 | 22.5951 | 0.96327 | 21.7651 |  | 0 | 0% | 21.7651 | -3.673% | PASS | PUBLISH | PRODUCTION | Engine RUN-5F3B32BB976D4AE2 / 2026-09 / Core 0.965
QSOR-0002440 | EXP-0446 | 27.8466 | 0.96327 | 26.8236 |  | 0 | 0% | 26.8236 | -3.673% | PASS | PUBLISH | PRODUCTION | Engine RUN-5F3B32BB976D4AE2 / 2026-09 / Core 0.965
QSOR-0002441 | EXP-0446 | 36.41 | 0.96327 | 35.0725 |  | 0 | 0% | 35.0725 | -3.673% | PASS | PUBLISH | PRODUCTION | Engine RUN-5F3B32BB976D4AE2 / 2026-09 / Core 0.965
QSOR-0002442 | EXP-0446 | 43.8639 | 0.96327 | 42.2525 |  | 0 | 0% | 42.2525 | -3.673% | PASS | PUBLISH | PRODUCTION | Engine RUN-5F3B32BB976D4AE2 / 2026-09 / Core 0.965
QSOR-0002443 | EXP-0446 | 52.1939 | 0.96327 | 50.2766 |  | 0 | 0% | 50.2766 | -3.673% | PASS | PUBLISH | PRODUCTION | Engine RUN-5F3B32BB976D4AE2 / 2026-09 / Core 0.965
QSOR-0002444 | EXP-0446 | 64.6638 | 0.96327 | 62.2884 |  | 0 | 0% | 62.2884 | -3.673% | PASS | PUBLISH | PRODUCTION | Engine RUN-5F3B32BB976D4AE2 / 2026-09 / Core 0.965
QSOR-0002445 | EXP-0446 | 79.6505 | 0.96327 | 76.7245 |  | 0 | 0% | 76.7245 | -3.673% | PASS | PUBLISH | PRODUCTION | Engine RUN-5F3B32BB976D4AE2 / 2026-09 / Core 0.965
QSOR-0002446 | EXP-0446 | 101.1835 | 0.96327 | 97.4666 |  | 0 | 0% | 97.4666 | -3.673% | PASS | PUBLISH | PRODUCTION | Engine RUN-5F3B32BB976D4AE2 / 2026-09 / Core 0.965
QSOR-0002447 | EXP-0447 | 5.8605 | 0.96327 | 5.6452 |  | 0 | 0% | 5.6452 | -3.673% | PASS | PUBLISH | PRODUCTION | Engine RUN-5F3B32BB976D4AE2 / 2026-09 / Core 0.965
QSOR-0002448 | EXP-0447 | 5.8219 | 0.96327 | 5.608 |  | 0 | 0% | 5.608 | -3.673% | PASS | PUBLISH | PRODUCTION | Engine RUN-5F3B32BB976D4AE2 / 2026-09 / Core 0.965
QSOR-0002449 | EXP-0447 | 8.2915 | 0.96327 | 7.9869 |  | 0 | 0% | 7.9869 | -3.673% | PASS | PUBLISH | PRODUCTION | Engine RUN-5F3B32BB976D4AE2 / 2026-09 / Core 0.965
QSOR-0002450 | EXP-0447 | 9.8138 | 0.96327 | 9.4533 |  | 0 | 0% | 9.4533 | -3.673% | PASS | PUBLISH | PRODUCTION | Engine RUN-5F3B32BB976D4AE2 / 2026-09 / Core 0.965
QSOR-0002451 | EXP-0447 | 11.3385 | 0.96327 | 10.922 |  | 0 | 0% | 10.922 | -3.673% | PASS | PUBLISH | PRODUCTION | Engine RUN-5F3B32BB976D4AE2 / 2026-09 / Core 0.965
QSOR-0002452 | EXP-0447 | 13.9466 | 0.96327 | 13.4343 |  | 0 | 0% | 13.4343 | -3.673% | PASS | PUBLISH | PRODUCTION | Engine RUN-5F3B32BB976D4AE2 / 2026-09 / Core 0.965
QSOR-0002453 | EXP-0447 | 19.5045 | 0.96327 | 18.788 |  | 0 | 0% | 18.788 | -3.673% | PASS | PUBLISH | PRODUCTION | Engine RUN-5F3B32BB976D4AE2 / 2026-09 / Core 0.965
QSOR-0002454 | EXP-0447 | 23.2187 | 0.96327 | 22.3658 |  | 0 | 0% | 22.3658 | -3.673% | PASS | PUBLISH | PRODUCTION | Engine RUN-5F3B32BB976D4AE2 / 2026-09 / Core 0.965
QSOR-0002455 | EXP-0447 | 29.5905 | 0.96327 | 28.5035 |  | 0 | 0% | 28.5035 | -3.673% | PASS | PUBLISH | PRODUCTION | Engine RUN-5F3B32BB976D4AE2 / 2026-09 / Core 0.965
QSOR-0002456 | EXP-0447 | 38.677 | 0.96327 | 37.2562 |  | 0 | 0% | 37.2562 | -3.673% | PASS | PUBLISH | PRODUCTION | Engine RUN-5F3B32BB976D4AE2 / 2026-09 / Core 0.965
QSOR-0002457 | EXP-0447 | 49.6634 | 0.96327 | 47.839 |  | 0 | 0% | 47.839 | -3.673% | PASS | PUBLISH | PRODUCTION | Engine RUN-5F3B32BB976D4AE2 / 2026-09 / Core 0.965
QSOR-0002458 | EXP-0447 | 59.0658 | 0.96327 | 56.896 |  | 0 | 0% | 56.896 | -3.673% | PASS | PUBLISH | PRODUCTION | Engine RUN-5F3B32BB976D4AE2 / 2026-09 / Core 0.965
QSOR-0002459 | EXP-0447 | 76.3313 | 0.96327 | 73.5273 |  | 0 | 0% | 73.5273 | -3.673% | PASS | PUBLISH | PRODUCTION | Engine RUN-5F3B32BB976D4AE2 / 2026-09 / Core 0.965
QSOR-0002460 | EXP-0447 | 88.2569 | 0.96327 | 85.0148 |  | 0 | 0% | 85.0148 | -3.673% | PASS | PUBLISH | PRODUCTION | Engine RUN-5F3B32BB976D4AE2 / 2026-09 / Core 0.965
QSOR-0002461 | EXP-0447 | 111.5148 | 0.96327 | 107.4184 |  | 0 | 0% | 107.4184 | -3.673% | PASS | PUBLISH | PRODUCTION | Engine RUN-5F3B32BB976D4AE2 / 2026-09 / Core 0.965
QSOR-0002462 | EXP-0447 | 136.9863 | 0.96327 | 131.9541 |  | 0 | 0% | 131.9541 | -3.673% | PASS | PUBLISH | PRODUCTION | Engine RUN-5F3B32BB976D4AE2 / 2026-09 / Core 0.965
QSOR-0002463 | EXP-0448 | 6.2502 | 0.96327 | 6.0206 |  | 0 | 0% | 6.0206 | -3.673% | PASS | PUBLISH | PRODUCTION | Engine RUN-5F3B32BB976D4AE2 / 2026-09 / Core 0.965
QSOR-0002464 | EXP-0448 | 7.3035 | 0.96327 | 7.0352 |  | 0 | 0% | 7.0352 | -3.673% | PASS | PUBLISH | PRODUCTION | Engine RUN-5F3B32BB976D4AE2 / 2026-09 / Core 0.965
QSOR-0002465 | EXP-0448 | 8.4082 | 0.96327 | 8.0994 |  | 0 | 0% | 8.0994 | -3.673% | PASS | PUBLISH | PRODUCTION | Engine RUN-5F3B32BB976D4AE2 / 2026-09 / Core 0.965
QSOR-0002466 | EXP-0448 | 10.3361 | 0.96327 | 9.9564 |  | 0 | 0% | 9.9564 | -3.673% | PASS | PUBLISH | PRODUCTION | Engine RUN-5F3B32BB976D4AE2 / 2026-09 / Core 0.965
QSOR-0002467 | EXP-0448 | 12.9339 | 0.96327 | 12.4588 |  | 0 | 0% | 12.4588 | -3.673% | PASS | PUBLISH | PRODUCTION | Engine RUN-5F3B32BB976D4AE2 / 2026-09 / Core 0.965
QSOR-0002468 | EXP-0448 | 16.723 | 0.96327 | 16.1086 |  | 0 | 0% | 16.1086 | -3.673% | PASS | PUBLISH | PRODUCTION | Engine RUN-5F3B32BB976D4AE2 / 2026-09 / Core 0.965
QSOR-0002469 | EXP-0448 | 22.1749 | 0.96327 | 21.3603 |  | 0 | 0% | 21.3603 | -3.673% | PASS | PUBLISH | PRODUCTION | Engine RUN-5F3B32BB976D4AE2 / 2026-09 / Core 0.965
QSOR-0002470 | EXP-0448 | 27.2111 | 0.96327 | 26.2115 |  | 0 | 0% | 26.2115 | -3.673% | PASS | PUBLISH | PRODUCTION | Engine RUN-5F3B32BB976D4AE2 / 2026-09 / Core 0.965
QSOR-0002471 | EXP-0448 | 33.4634 | 0.96327 | 32.2341 |  | 0 | 0% | 32.2341 | -3.673% | PASS | PUBLISH | PRODUCTION | Engine RUN-5F3B32BB976D4AE2 / 2026-09 / Core 0.965
QSOR-0002472 | EXP-0448 | 47.4902 | 0.96327 | 45.7456 |  | 0 | 0% | 45.7456 | -3.673% | PASS | PUBLISH | PRODUCTION | Engine RUN-5F3B32BB976D4AE2 / 2026-09 / Core 0.965
QSOR-0002473 | EXP-0448 | 61.4403 | 0.96327 | 59.1833 |  | 0 | 0% | 59.1833 | -3.673% | PASS | PUBLISH | PRODUCTION | Engine RUN-5F3B32BB976D4AE2 / 2026-09 / Core 0.965
QSOR-0002474 | EXP-0448 | 70.711 | 0.96327 | 68.1135 |  | 0 | 0% | 68.1135 | -3.673% | PASS | PUBLISH | PRODUCTION | Engine RUN-5F3B32BB976D4AE2 / 2026-09 / Core 0.965
QSOR-0002475 | EXP-0448 | 95.962 | 0.96327 | 92.4369 |  | 0 | 0% | 92.4369 | -3.673% | PASS | PUBLISH | PRODUCTION | Engine RUN-5F3B32BB976D4AE2 / 2026-09 / Core 0.965
QSOR-0002476 | EXP-0448 | 112.2627 | 0.96327 | 108.1388 |  | 0 | 0% | 108.1388 | -3.673% | PASS | PUBLISH | PRODUCTION | Engine RUN-5F3B32BB976D4AE2 / 2026-09 / Core 0.965
QSOR-0002477 | EXP-0448 | 132.5389 | 0.96327 | 127.6701 |  | 0 | 0% | 127.6701 | -3.673% | PASS | PUBLISH | PRODUCTION | Engine RUN-5F3B32BB976D4AE2 / 2026-09 / Core 0.965
QSOR-0002478 | EXP-0448 | 171.7079 | 0.96327 | 165.4003 |  | 0 | 0% | 165.4003 | -3.673% | PASS | PUBLISH | PRODUCTION | Engine RUN-5F3B32BB976D4AE2 / 2026-09 / Core 0.965
QSOR-0002479 | EXP-0449 | 19.6084 | 0.95537 | 18.7332 |  | 0 | 0% | 18.7332 | -4.463% | PASS | PUBLISH | PRODUCTION | Engine RUN-5F3B32BB976D4AE2 / 2026-09 / Core 0.965
QSOR-0002480 | EXP-0449 | 22.3707 | 0.95537 | 21.3722 |  | 0 | 0% | 21.3722 | -4.463% | PASS | PUBLISH | PRODUCTION | Engine RUN-5F3B32BB976D4AE2 / 2026-09 / Core 0.965
QSOR-0002481 | EXP-0449 | 24.0185 | 0.95537 | 22.9465 |  | 0 | 0% | 22.9465 | -4.463% | PASS | PUBLISH | PRODUCTION | Engine RUN-5F3B32BB976D4AE2 / 2026-09 / Core 0.965
QSOR-0002482 | EXP-0449 | 31.4201 | 0.95537 | 30.0177 |  | 0 | 0% | 30.0177 | -4.463% | PASS | PUBLISH | PRODUCTION | Engine RUN-5F3B32BB976D4AE2 / 2026-09 / Core 0.965
QSOR-0002483 | EXP-0449 | 38.5777 | 0.95537 | 36.8558 |  | 0 | 0% | 36.8558 | -4.463% | PASS | PUBLISH | PRODUCTION | Engine RUN-5F3B32BB976D4AE2 / 2026-09 / Core 0.965
QSOR-0002484 | EXP-0449 | 43.6564 | 0.95537 | 41.7079 |  | 0 | 0% | 41.7079 | -4.463% | PASS | PUBLISH | PRODUCTION | Engine RUN-5F3B32BB976D4AE2 / 2026-09 / Core 0.965
QSOR-0002485 | EXP-0449 | 49.5554 | 0.95537 | 47.3435 |  | 0 | 0% | 47.3435 | -4.463% | PASS | PUBLISH | PRODUCTION | Engine RUN-5F3B32BB976D4AE2 / 2026-09 / Core 0.965
QSOR-0002486 | EXP-0449 | 57.0703 | 0.95537 | 54.523 |  | 0 | 0% | 54.523 | -4.463% | PASS | PUBLISH | PRODUCTION | Engine RUN-5F3B32BB976D4AE2 / 2026-09 / Core 0.965
QSOR-0002487 | EXP-0449 | 69.0441 | 0.95537 | 65.9624 |  | 0 | 0% | 65.9624 | -4.463% | PASS | PUBLISH | PRODUCTION | Engine RUN-5F3B32BB976D4AE2 / 2026-09 / Core 0.965
QSOR-0002488 | EXP-0449 | 79.7738 | 0.95537 | 76.2132 |  | 0 | 0% | 76.2132 | -4.463% | PASS | PUBLISH | PRODUCTION | Engine RUN-5F3B32BB976D4AE2 / 2026-09 / Core 0.965
QSOR-0002489 | EXP-0449 | 97.1084 | 0.95537 | 92.7741 |  | 0 | 0% | 92.7741 | -4.463% | PASS | PUBLISH | PRODUCTION | Engine RUN-5F3B32BB976D4AE2 / 2026-09 / Core 0.965
QSOR-0002490 | EXP-0449 | 114.3515 | 0.95537 | 109.2476 |  | 0 | 0% | 109.2476 | -4.463% | PASS | PUBLISH | PRODUCTION | Engine RUN-5F3B32BB976D4AE2 / 2026-09 / Core 0.965
QSOR-0002491 | EXP-0449 | 141.0207 | 0.95537 | 134.7265 |  | 0 | 0% | 134.7265 | -4.463% | PASS | PUBLISH | PRODUCTION | Engine RUN-5F3B32BB976D4AE2 / 2026-09 / Core 0.965
QSOR-0002492 | EXP-0449 | 139.3167 | 0.95537 | 133.0985 |  | 0 | 0% | 133.0985 | -4.463% | PASS | PUBLISH | PRODUCTION | Engine RUN-5F3B32BB976D4AE2 / 2026-09 / Core 0.965
QSOR-0002493 | EXP-0449 | 171.3522 | 0.95537 | 163.7041 |  | 0 | 0% | 163.7041 | -4.463% | PASS | PUBLISH | PRODUCTION | Engine RUN-5F3B32BB976D4AE2 / 2026-09 / Core 0.965
QSOR-0002494 | EXP-0450 | 11.812 | 0.95537 | 11.2848 |  | 0 | 0% | 11.2848 | -4.463% | PASS | PUBLISH | PRODUCTION | Engine RUN-5F3B32BB976D4AE2 / 2026-09 / Core 0.965
QSOR-0002495 | EXP-0450 | 12.0915 | 0.95537 | 11.5518 |  | 0 | 0% | 11.5518 | -4.463% | PASS | PUBLISH | PRODUCTION | Engine RUN-5F3B32BB976D4AE2 / 2026-09 / Core 0.965
QSOR-0002496 | EXP-0450 | 13.0979 | 0.95537 | 12.5133 |  | 0 | 0% | 12.5133 | -4.463% | PASS | PUBLISH | PRODUCTION | Engine RUN-5F3B32BB976D4AE2 / 2026-09 / Core 0.965
QSOR-0002497 | EXP-0450 | 14.2734 | 0.95537 | 13.6364 |  | 0 | 0% | 13.6364 | -4.463% | PASS | PUBLISH | PRODUCTION | Engine RUN-5F3B32BB976D4AE2 / 2026-09 / Core 0.965
QSOR-0002498 | EXP-0450 | 16.6624 | 0.95537 | 15.9187 |  | 0 | 0% | 15.9187 | -4.463% | PASS | PUBLISH | PRODUCTION | Engine RUN-5F3B32BB976D4AE2 / 2026-09 / Core 0.965
QSOR-0002499 | EXP-0450 | 19.11 | 0.95537 | 18.257 |  | 0 | 0% | 18.257 | -4.463% | PASS | PUBLISH | PRODUCTION | Engine RUN-5F3B32BB976D4AE2 / 2026-09 / Core 0.965
QSOR-0002500 | EXP-0450 | 25.6514 | 0.95537 | 24.5065 |  | 0 | 0% | 24.5065 | -4.463% | PASS | PUBLISH | PRODUCTION | Engine RUN-5F3B32BB976D4AE2 / 2026-09 / Core 0.965
QSOR-0002501 | EXP-0450 | 28.9896 | 0.95537 | 27.6957 |  | 0 | 0% | 27.6957 | -4.463% | PASS | PUBLISH | PRODUCTION | Engine RUN-5F3B32BB976D4AE2 / 2026-09 / Core 0.965
QSOR-0002502 | EXP-0450 | 32.5294 | 0.95537 | 31.0775 |  | 0 | 0% | 31.0775 | -4.463% | PASS | PUBLISH | PRODUCTION | Engine RUN-5F3B32BB976D4AE2 / 2026-09 / Core 0.965
QSOR-0002503 | EXP-0450 | 37.6455 | 0.95537 | 35.9652 |  | 0 | 0% | 35.9652 | -4.463% | PASS | PUBLISH | PRODUCTION | Engine RUN-5F3B32BB976D4AE2 / 2026-09 / Core 0.965
QSOR-0002504 | EXP-0450 | 46.124 | 0.95537 | 44.0653 |  | 0 | 0% | 44.0653 | -4.463% | PASS | PUBLISH | PRODUCTION | Engine RUN-5F3B32BB976D4AE2 / 2026-09 / Core 0.965
QSOR-0002505 | EXP-0450 | 55.213 | 0.95537 | 52.7487 |  | 0 | 0% | 52.7487 | -4.463% | PASS | PUBLISH | PRODUCTION | Engine RUN-5F3B32BB976D4AE2 / 2026-09 / Core 0.965
QSOR-0002506 | EXP-0450 | 64.5667 | 0.95537 | 61.6849 |  | 0 | 0% | 61.6849 | -4.463% | PASS | PUBLISH | PRODUCTION | Engine RUN-5F3B32BB976D4AE2 / 2026-09 / Core 0.965
QSOR-0002507 | EXP-0450 | 80.6492 | 0.95537 | 77.0495 |  | 0 | 0% | 77.0495 | -4.463% | PASS | PUBLISH | PRODUCTION | Engine RUN-5F3B32BB976D4AE2 / 2026-09 / Core 0.965
QSOR-0002508 | EXP-0450 | 98.7868 | 0.95537 | 94.3776 |  | 0 | 0% | 94.3776 | -4.463% | PASS | PUBLISH | PRODUCTION | Engine RUN-5F3B32BB976D4AE2 / 2026-09 / Core 0.965
QSOR-0002509 | EXP-0450 | 121.5413 | 0.95537 | 116.1165 |  | 0 | 0% | 116.1165 | -4.463% | PASS | PUBLISH | PRODUCTION | Engine RUN-5F3B32BB976D4AE2 / 2026-09 / Core 0.965
QSOR-0002510 | EXP-0451 | 11.9777 | 0.95537 | 11.4431 |  | 0 | 0% | 11.4431 | -4.463% | PASS | PUBLISH | PRODUCTION | Engine RUN-5F3B32BB976D4AE2 / 2026-09 / Core 0.965
QSOR-0002511 | EXP-0451 | 12.908 | 0.95537 | 12.3318 |  | 0 | 0% | 12.3318 | -4.463% | PASS | PUBLISH | PRODUCTION | Engine RUN-5F3B32BB976D4AE2 / 2026-09 / Core 0.965
QSOR-0002512 | EXP-0451 | 14.058 | 0.95537 | 13.4305 |  | 0 | 0% | 13.4305 | -4.463% | PASS | PUBLISH | PRODUCTION | Engine RUN-5F3B32BB976D4AE2 / 2026-09 / Core 0.965
QSOR-0002513 | EXP-0451 | 14.9695 | 0.95537 | 14.3014 |  | 0 | 0% | 14.3014 | -4.463% | PASS | PUBLISH | PRODUCTION | Engine RUN-5F3B32BB976D4AE2 / 2026-09 / Core 0.965
QSOR-0002514 | EXP-0451 | 18.5942 | 0.95537 | 17.7643 |  | 0 | 0% | 17.7643 | -4.463% | PASS | PUBLISH | PRODUCTION | Engine RUN-5F3B32BB976D4AE2 / 2026-09 / Core 0.965
QSOR-0002515 | EXP-0451 | 21.7059 | 0.95537 | 20.7371 |  | 0 | 0% | 20.7371 | -4.463% | PASS | PUBLISH | PRODUCTION | Engine RUN-5F3B32BB976D4AE2 / 2026-09 / Core 0.965
QSOR-0002516 | EXP-0451 | 29.9324 | 0.95537 | 28.5964 |  | 0 | 0% | 28.5964 | -4.463% | PASS | PUBLISH | PRODUCTION | Engine RUN-5F3B32BB976D4AE2 / 2026-09 / Core 0.965
QSOR-0002517 | EXP-0451 | 34.7348 | 0.95537 | 33.1845 |  | 0 | 0% | 33.1845 | -4.463% | PASS | PUBLISH | PRODUCTION | Engine RUN-5F3B32BB976D4AE2 / 2026-09 / Core 0.965
QSOR-0002518 | EXP-0451 | 40.8975 | 0.95537 | 39.0721 |  | 0 | 0% | 39.0721 | -4.463% | PASS | PUBLISH | PRODUCTION | Engine RUN-5F3B32BB976D4AE2 / 2026-09 / Core 0.965
QSOR-0002519 | EXP-0451 | 48.3816 | 0.95537 | 46.2221 |  | 0 | 0% | 46.2221 | -4.463% | PASS | PUBLISH | PRODUCTION | Engine RUN-5F3B32BB976D4AE2 / 2026-09 / Core 0.965
QSOR-0002520 | EXP-0451 | 60.2931 | 0.95537 | 57.602 |  | 0 | 0% | 57.602 | -4.463% | PASS | PUBLISH | PRODUCTION | Engine RUN-5F3B32BB976D4AE2 / 2026-09 / Core 0.965
QSOR-0002521 | EXP-0451 | 73.9387 | 0.95537 | 70.6386 |  | 0 | 0% | 70.6386 | -4.463% | PASS | PUBLISH | PRODUCTION | Engine RUN-5F3B32BB976D4AE2 / 2026-09 / Core 0.965
QSOR-0002522 | EXP-0451 | 90.3244 | 0.95537 | 86.2929 |  | 0 | 0% | 86.2929 | -4.463% | PASS | PUBLISH | PRODUCTION | Engine RUN-5F3B32BB976D4AE2 / 2026-09 / Core 0.965
QSOR-0002523 | EXP-0451 | 105.574 | 0.95537 | 100.8619 |  | 0 | 0% | 100.8619 | -4.463% | PASS | PUBLISH | PRODUCTION | Engine RUN-5F3B32BB976D4AE2 / 2026-09 / Core 0.965
QSOR-0002524 | EXP-0451 | 131.3797 | 0.95537 | 125.5158 |  | 0 | 0% | 125.5158 | -4.463% | PASS | PUBLISH | PRODUCTION | Engine RUN-5F3B32BB976D4AE2 / 2026-09 / Core 0.965
QSOR-0002525 | EXP-0451 | 160.373 | 0.95537 | 153.215 |  | 0 | 0% | 153.215 | -4.463% | PASS | PUBLISH | PRODUCTION | Engine RUN-5F3B32BB976D4AE2 / 2026-09 / Core 0.965
QSOR-0002526 | EXP-0451 | 161.6546 | 0.95537 | 154.4394 |  | 0 | 0% | 154.4394 | -4.463% | PASS | PUBLISH | PRODUCTION | Engine RUN-5F3B32BB976D4AE2 / 2026-09 / Core 0.965
QSOR-0002527 | EXP-0452 | 12.6923 | 0.95537 | 12.1258 |  | 0 | 0% | 12.1258 | -4.463% | PASS | PUBLISH | PRODUCTION | Engine RUN-5F3B32BB976D4AE2 / 2026-09 / Core 0.965
QSOR-0002528 | EXP-0452 | 13.8005 | 0.95537 | 13.1846 |  | 0 | 0% | 13.1846 | -4.463% | PASS | PUBLISH | PRODUCTION | Engine RUN-5F3B32BB976D4AE2 / 2026-09 / Core 0.965
QSOR-0002529 | EXP-0452 | 14.7832 | 0.95537 | 14.1234 |  | 0 | 0% | 14.1234 | -4.463% | PASS | PUBLISH | PRODUCTION | Engine RUN-5F3B32BB976D4AE2 / 2026-09 / Core 0.965
QSOR-0002530 | EXP-0452 | 16.9739 | 0.95537 | 16.2163 |  | 0 | 0% | 16.2163 | -4.463% | PASS | PUBLISH | PRODUCTION | Engine RUN-5F3B32BB976D4AE2 / 2026-09 / Core 0.965
QSOR-0002531 | EXP-0452 | 20.9278 | 0.95537 | 19.9937 |  | 0 | 0% | 19.9937 | -4.463% | PASS | PUBLISH | PRODUCTION | Engine RUN-5F3B32BB976D4AE2 / 2026-09 / Core 0.965
QSOR-0002532 | EXP-0452 | 24.456 | 0.95537 | 23.3645 |  | 0 | 0% | 23.3645 | -4.463% | PASS | PUBLISH | PRODUCTION | Engine RUN-5F3B32BB976D4AE2 / 2026-09 / Core 0.965
QSOR-0002533 | EXP-0452 | 34.0618 | 0.95537 | 32.5415 |  | 0 | 0% | 32.5415 | -4.463% | PASS | PUBLISH | PRODUCTION | Engine RUN-5F3B32BB976D4AE2 / 2026-09 / Core 0.965
QSOR-0002534 | EXP-0452 | 39.3754 | 0.95537 | 37.6179 |  | 0 | 0% | 37.6179 | -4.463% | PASS | PUBLISH | PRODUCTION | Engine RUN-5F3B32BB976D4AE2 / 2026-09 / Core 0.965
QSOR-0002535 | EXP-0452 | 46.3703 | 0.95537 | 44.3006 |  | 0 | 0% | 44.3006 | -4.463% | PASS | PUBLISH | PRODUCTION | Engine RUN-5F3B32BB976D4AE2 / 2026-09 / Core 0.965
QSOR-0002536 | EXP-0452 | 58.8699 | 0.95537 | 56.2423 |  | 0 | 0% | 56.2423 | -4.463% | PASS | PUBLISH | PRODUCTION | Engine RUN-5F3B32BB976D4AE2 / 2026-09 / Core 0.965
QSOR-0002537 | EXP-0452 | 74.6413 | 0.95537 | 71.3098 |  | 0 | 0% | 71.3098 | -4.463% | PASS | PUBLISH | PRODUCTION | Engine RUN-5F3B32BB976D4AE2 / 2026-09 / Core 0.965
QSOR-0002538 | EXP-0452 | 89.7615 | 0.95537 | 85.7551 |  | 0 | 0% | 85.7551 | -4.463% | PASS | PUBLISH | PRODUCTION | Engine RUN-5F3B32BB976D4AE2 / 2026-09 / Core 0.965
QSOR-0002539 | EXP-0452 | 107.9632 | 0.95537 | 103.1445 |  | 0 | 0% | 103.1445 | -4.463% | PASS | PUBLISH | PRODUCTION | Engine RUN-5F3B32BB976D4AE2 / 2026-09 / Core 0.965
QSOR-0002540 | EXP-0452 | 130.8985 | 0.95537 | 125.056 |  | 0 | 0% | 125.056 | -4.463% | PASS | PUBLISH | PRODUCTION | Engine RUN-5F3B32BB976D4AE2 / 2026-09 / Core 0.965
QSOR-0002541 | EXP-0452 | 163.4873 | 0.95537 | 156.1903 |  | 0 | 0% | 156.1903 | -4.463% | PASS | PUBLISH | PRODUCTION | Engine RUN-5F3B32BB976D4AE2 / 2026-09 / Core 0.965
QSOR-0002542 | EXP-0452 | 199.8078 | 0.95537 | 190.8897 |  | 0 | 0% | 190.8897 | -4.463% | PASS | PUBLISH | PRODUCTION | Engine RUN-5F3B32BB976D4AE2 / 2026-09 / Core 0.965
QSOR-0002543 | EXP-0453 | 17.6627 | 0.96002 | 16.9565 |  | 0 | 0% | 16.9565 | -3.998% | PASS | PUBLISH | PRODUCTION | Engine RUN-5F3B32BB976D4AE2 / 2026-09 / Core 0.965
QSOR-0002544 | EXP-0453 | 21.3452 | 0.96002 | 20.4917 |  | 0 | 0% | 20.4917 | -3.998% | PASS | PUBLISH | PRODUCTION | Engine RUN-5F3B32BB976D4AE2 / 2026-09 / Core 0.965
QSOR-0002545 | EXP-0453 | 25.5664 | 0.96002 | 24.5441 |  | 0 | 0% | 24.5441 | -3.998% | PASS | PUBLISH | PRODUCTION | Engine RUN-5F3B32BB976D4AE2 / 2026-09 / Core 0.965
QSOR-0002546 | EXP-0453 | 29.5035 | 0.96002 | 28.3238 |  | 0 | 0% | 28.3238 | -3.998% | PASS | PUBLISH | PRODUCTION | Engine RUN-5F3B32BB976D4AE2 / 2026-09 / Core 0.965
QSOR-0002547 | EXP-0453 | 34.3626 | 0.96002 | 32.9887 |  | 0 | 0% | 32.9887 | -3.998% | PASS | PUBLISH | PRODUCTION | Engine RUN-5F3B32BB976D4AE2 / 2026-09 / Core 0.965
QSOR-0002548 | EXP-0453 | 39.6675 | 0.96002 | 38.0815 |  | 0 | 0% | 38.0815 | -3.998% | PASS | PUBLISH | PRODUCTION | Engine RUN-5F3B32BB976D4AE2 / 2026-09 / Core 0.965
QSOR-0002549 | EXP-0453 | 49.4824 | 0.96002 | 47.5039 |  | 0 | 0% | 47.5039 | -3.998% | PASS | PUBLISH | PRODUCTION | Engine RUN-5F3B32BB976D4AE2 / 2026-09 / Core 0.965
QSOR-0002550 | EXP-0453 | 57.5816 | 0.96002 | 55.2793 |  | 0 | 0% | 55.2793 | -3.998% | PASS | PUBLISH | PRODUCTION | Engine RUN-5F3B32BB976D4AE2 / 2026-09 / Core 0.965
QSOR-0002551 | EXP-0453 | 71.1661 | 0.96002 | 68.3206 |  | 0 | 0% | 68.3206 | -3.998% | PASS | PUBLISH | PRODUCTION | Engine RUN-5F3B32BB976D4AE2 / 2026-09 / Core 0.965
QSOR-0002552 | EXP-0453 | 87.6832 | 0.96002 | 84.1773 |  | 0 | 0% | 84.1773 | -3.998% | PASS | PUBLISH | PRODUCTION | Engine RUN-5F3B32BB976D4AE2 / 2026-09 / Core 0.965
QSOR-0002553 | EXP-0453 | 109.8661 | 0.96002 | 105.4733 |  | 0 | 0% | 105.4733 | -3.998% | PASS | PUBLISH | PRODUCTION | Engine RUN-5F3B32BB976D4AE2 / 2026-09 / Core 0.965
QSOR-0002554 | EXP-0453 | 135.3883 | 0.96002 | 129.9749 |  | 0 | 0% | 129.9749 | -3.998% | PASS | PUBLISH | PRODUCTION | Engine RUN-5F3B32BB976D4AE2 / 2026-09 / Core 0.965
QSOR-0002555 | EXP-0453 | 162.1037 | 0.96002 | 155.6222 |  | 0 | 0% | 155.6222 | -3.998% | PASS | PUBLISH | PRODUCTION | Engine RUN-5F3B32BB976D4AE2 / 2026-09 / Core 0.965
QSOR-0002556 | EXP-0454 | 6.8419 | 0.96002 | 6.5683 |  | 0 | 0% | 6.5683 | -3.998% | PASS | PUBLISH | PRODUCTION | Engine RUN-5F3B32BB976D4AE2 / 2026-09 / Core 0.965
QSOR-0002557 | EXP-0454 | 7.1461 | 0.96002 | 6.8603 |  | 0 | 0% | 6.8603 | -3.998% | PASS | PUBLISH | PRODUCTION | Engine RUN-5F3B32BB976D4AE2 / 2026-09 / Core 0.965
QSOR-0002558 | EXP-0454 | 8.3543 | 0.96002 | 8.0203 |  | 0 | 0% | 8.0203 | -3.998% | PASS | PUBLISH | PRODUCTION | Engine RUN-5F3B32BB976D4AE2 / 2026-09 / Core 0.965
QSOR-0002559 | EXP-0454 | 9.2384 | 0.96002 | 8.869 |  | 0 | 0% | 8.869 | -3.998% | PASS | PUBLISH | PRODUCTION | Engine RUN-5F3B32BB976D4AE2 / 2026-09 / Core 0.965
QSOR-0002560 | EXP-0454 | 11.7726 | 0.96002 | 11.3019 |  | 0 | 0% | 11.3019 | -3.998% | PASS | PUBLISH | PRODUCTION | Engine RUN-5F3B32BB976D4AE2 / 2026-09 / Core 0.965
QSOR-0002561 | EXP-0454 | 13.1817 | 0.96002 | 12.6546 |  | 0 | 0% | 12.6546 | -3.998% | PASS | PUBLISH | PRODUCTION | Engine RUN-5F3B32BB976D4AE2 / 2026-09 / Core 0.965
QSOR-0002562 | EXP-0454 | 17.4234 | 0.96002 | 16.7267 |  | 0 | 0% | 16.7267 | -3.998% | PASS | PUBLISH | PRODUCTION | Engine RUN-5F3B32BB976D4AE2 / 2026-09 / Core 0.965
QSOR-0002563 | EXP-0454 | 21.0812 | 0.96002 | 20.2383 |  | 0 | 0% | 20.2383 | -3.998% | PASS | PUBLISH | PRODUCTION | Engine RUN-5F3B32BB976D4AE2 / 2026-09 / Core 0.965
QSOR-0002564 | EXP-0454 | 24.1484 | 0.96002 | 23.1828 |  | 0 | 0% | 23.1828 | -3.998% | PASS | PUBLISH | PRODUCTION | Engine RUN-5F3B32BB976D4AE2 / 2026-09 / Core 0.965
QSOR-0002565 | EXP-0454 | 30.032 | 0.96002 | 28.8312 |  | 0 | 0% | 28.8312 | -3.998% | PASS | PUBLISH | PRODUCTION | Engine RUN-5F3B32BB976D4AE2 / 2026-09 / Core 0.965
QSOR-0002566 | EXP-0454 | 37.7234 | 0.96002 | 36.2151 |  | 0 | 0% | 36.2151 | -3.998% | PASS | PUBLISH | PRODUCTION | Engine RUN-5F3B32BB976D4AE2 / 2026-09 / Core 0.965
QSOR-0002567 | EXP-0454 | 45.4177 | 0.96002 | 43.6017 |  | 0 | 0% | 43.6017 | -3.998% | PASS | PUBLISH | PRODUCTION | Engine RUN-5F3B32BB976D4AE2 / 2026-09 / Core 0.965
QSOR-0002568 | EXP-0454 | 53.1486 | 0.96002 | 51.0235 |  | 0 | 0% | 51.0235 | -3.998% | PASS | PUBLISH | PRODUCTION | Engine RUN-5F3B32BB976D4AE2 / 2026-09 / Core 0.965
QSOR-0002569 | EXP-0454 | 65.7982 | 0.96002 | 63.1674 |  | 0 | 0% | 63.1674 | -3.998% | PASS | PUBLISH | PRODUCTION | Engine RUN-5F3B32BB976D4AE2 / 2026-09 / Core 0.965
QSOR-0002570 | EXP-0454 | 76.9027 | 0.96002 | 73.8279 |  | 0 | 0% | 73.8279 | -3.998% | PASS | PUBLISH | PRODUCTION | Engine RUN-5F3B32BB976D4AE2 / 2026-09 / Core 0.965
QSOR-0002571 | EXP-0454 | 83.8968 | 0.96002 | 80.5423 |  | 0 | 0% | 80.5423 | -3.998% | PASS | PUBLISH | PRODUCTION | Engine RUN-5F3B32BB976D4AE2 / 2026-09 / Core 0.965
QSOR-0002572 | EXP-0454 | 114.3821 | 0.96002 | 109.8086 |  | 0 | 0% | 109.8086 | -3.998% | PASS | PUBLISH | PRODUCTION | Engine RUN-5F3B32BB976D4AE2 / 2026-09 / Core 0.965
QSOR-0002573 | EXP-0455 | 7.2905 | 0.96002 | 6.999 |  | 0 | 0% | 6.999 | -3.998% | PASS | PUBLISH | PRODUCTION | Engine RUN-5F3B32BB976D4AE2 / 2026-09 / Core 0.965
QSOR-0002574 | EXP-0455 | 7.8687 | 0.96002 | 7.5541 |  | 0 | 0% | 7.5541 | -3.998% | PASS | PUBLISH | PRODUCTION | Engine RUN-5F3B32BB976D4AE2 / 2026-09 / Core 0.965
QSOR-0002575 | EXP-0455 | 9.2191 | 0.96002 | 8.8505 |  | 0 | 0% | 8.8505 | -3.998% | PASS | PUBLISH | PRODUCTION | Engine RUN-5F3B32BB976D4AE2 / 2026-09 / Core 0.965
QSOR-0002576 | EXP-0455 | 10.2802 | 0.96002 | 9.8691 |  | 0 | 0% | 9.8691 | -3.998% | PASS | PUBLISH | PRODUCTION | Engine RUN-5F3B32BB976D4AE2 / 2026-09 / Core 0.965
QSOR-0002577 | EXP-0455 | 13.6518 | 0.96002 | 13.1059 |  | 0 | 0% | 13.1059 | -3.998% | PASS | PUBLISH | PRODUCTION | Engine RUN-5F3B32BB976D4AE2 / 2026-09 / Core 0.965
QSOR-0002578 | EXP-0455 | 16.2614 | 0.96002 | 15.6112 |  | 0 | 0% | 15.6112 | -3.998% | PASS | PUBLISH | PRODUCTION | Engine RUN-5F3B32BB976D4AE2 / 2026-09 / Core 0.965
QSOR-0002579 | EXP-0455 | 21.0993 | 0.96002 | 20.2557 |  | 0 | 0% | 20.2557 | -3.998% | PASS | PUBLISH | PRODUCTION | Engine RUN-5F3B32BB976D4AE2 / 2026-09 / Core 0.965
QSOR-0002580 | EXP-0455 | 24.817 | 0.96002 | 23.8247 |  | 0 | 0% | 23.8247 | -3.998% | PASS | PUBLISH | PRODUCTION | Engine RUN-5F3B32BB976D4AE2 / 2026-09 / Core 0.965
QSOR-0002581 | EXP-0455 | 30.9109 | 0.96002 | 29.675 |  | 0 | 0% | 29.675 | -3.998% | PASS | PUBLISH | PRODUCTION | Engine RUN-5F3B32BB976D4AE2 / 2026-09 / Core 0.965
QSOR-0002582 | EXP-0455 | 39.356 | 0.96002 | 37.7824 |  | 0 | 0% | 37.7824 | -3.998% | PASS | PUBLISH | PRODUCTION | Engine RUN-5F3B32BB976D4AE2 / 2026-09 / Core 0.965
QSOR-0002583 | EXP-0455 | 50.6045 | 0.96002 | 48.5811 |  | 0 | 0% | 48.5811 | -3.998% | PASS | PUBLISH | PRODUCTION | Engine RUN-5F3B32BB976D4AE2 / 2026-09 / Core 0.965
QSOR-0002584 | EXP-0455 | 60.1613 | 0.96002 | 57.7558 |  | 0 | 0% | 57.7558 | -3.998% | PASS | PUBLISH | PRODUCTION | Engine RUN-5F3B32BB976D4AE2 / 2026-09 / Core 0.965
QSOR-0002585 | EXP-0455 | 74.3322 | 0.96002 | 71.3601 |  | 0 | 0% | 71.3601 | -3.998% | PASS | PUBLISH | PRODUCTION | Engine RUN-5F3B32BB976D4AE2 / 2026-09 / Core 0.965
QSOR-0002586 | EXP-0455 | 87.7384 | 0.96002 | 84.2303 |  | 0 | 0% | 84.2303 | -3.998% | PASS | PUBLISH | PRODUCTION | Engine RUN-5F3B32BB976D4AE2 / 2026-09 / Core 0.965
QSOR-0002587 | EXP-0455 | 109.9002 | 0.96002 | 105.5059 |  | 0 | 0% | 105.5059 | -3.998% | PASS | PUBLISH | PRODUCTION | Engine RUN-5F3B32BB976D4AE2 / 2026-09 / Core 0.965
QSOR-0002588 | EXP-0455 | 134.6225 | 0.96002 | 129.2398 |  | 0 | 0% | 129.2398 | -3.998% | PASS | PUBLISH | PRODUCTION | Engine RUN-5F3B32BB976D4AE2 / 2026-09 / Core 0.965
QSOR-0002589 | EXP-0455 | 168.357 | 0.96002 | 161.6255 |  | 0 | 0% | 161.6255 | -3.998% | PASS | PUBLISH | PRODUCTION | Engine RUN-5F3B32BB976D4AE2 / 2026-09 / Core 0.965
QSOR-0002590 | EXP-0456 | 7.8667 | 0.96002 | 7.5522 |  | 0 | 0% | 7.5522 | -3.998% | PASS | PUBLISH | PRODUCTION | Engine RUN-5F3B32BB976D4AE2 / 2026-09 / Core 0.965
QSOR-0002591 | EXP-0456 | 8.8868 | 0.96002 | 8.5315 |  | 0 | 0% | 8.5315 | -3.998% | PASS | PUBLISH | PRODUCTION | Engine RUN-5F3B32BB976D4AE2 / 2026-09 / Core 0.965
QSOR-0002592 | EXP-0456 | 9.061 | 0.96002 | 8.6987 |  | 0 | 0% | 8.6987 | -3.998% | PASS | PUBLISH | PRODUCTION | Engine RUN-5F3B32BB976D4AE2 / 2026-09 / Core 0.965
QSOR-0002593 | EXP-0456 | 11.5438 | 0.96002 | 11.0822 |  | 0 | 0% | 11.0822 | -3.998% | PASS | PUBLISH | PRODUCTION | Engine RUN-5F3B32BB976D4AE2 / 2026-09 / Core 0.965
QSOR-0002594 | EXP-0456 | 13.7147 | 0.96002 | 13.1663 |  | 0 | 0% | 13.1663 | -3.998% | PASS | PUBLISH | PRODUCTION | Engine RUN-5F3B32BB976D4AE2 / 2026-09 / Core 0.965
QSOR-0002595 | EXP-0456 | 16.7833 | 0.96002 | 16.1123 |  | 0 | 0% | 16.1123 | -3.998% | PASS | PUBLISH | PRODUCTION | Engine RUN-5F3B32BB976D4AE2 / 2026-09 / Core 0.965
QSOR-0002596 | EXP-0456 | 24.2276 | 0.96002 | 23.2589 |  | 0 | 0% | 23.2589 | -3.998% | PASS | PUBLISH | PRODUCTION | Engine RUN-5F3B32BB976D4AE2 / 2026-09 / Core 0.965
QSOR-0002597 | EXP-0456 | 31.3989 | 0.96002 | 30.1435 |  | 0 | 0% | 30.1435 | -3.998% | PASS | PUBLISH | PRODUCTION | Engine RUN-5F3B32BB976D4AE2 / 2026-09 / Core 0.965
QSOR-0002598 | EXP-0456 | 38.8539 | 0.96002 | 37.3004 |  | 0 | 0% | 37.3004 | -3.998% | PASS | PUBLISH | PRODUCTION | Engine RUN-5F3B32BB976D4AE2 / 2026-09 / Core 0.965
QSOR-0002599 | EXP-0456 | 50.4658 | 0.96002 | 48.448 |  | 0 | 0% | 48.448 | -3.998% | PASS | PUBLISH | PRODUCTION | Engine RUN-5F3B32BB976D4AE2 / 2026-09 / Core 0.965
QSOR-0002600 | EXP-0456 | 67.852 | 0.96002 | 65.139 |  | 0 | 0% | 65.139 | -3.998% | PASS | PUBLISH | PRODUCTION | Engine RUN-5F3B32BB976D4AE2 / 2026-09 / Core 0.965
QSOR-0002601 | EXP-0456 | 76.762 | 0.96002 | 73.6928 |  | 0 | 0% | 73.6928 | -3.998% | PASS | PUBLISH | PRODUCTION | Engine RUN-5F3B32BB976D4AE2 / 2026-09 / Core 0.965
QSOR-0002602 | EXP-0456 | 92.3563 | 0.96002 | 88.6635 |  | 0 | 0% | 88.6635 | -3.998% | PASS | PUBLISH | PRODUCTION | Engine RUN-5F3B32BB976D4AE2 / 2026-09 / Core 0.965
QSOR-0002603 | EXP-0456 | 111.4251 | 0.96002 | 106.9699 |  | 0 | 0% | 106.9699 | -3.998% | PASS | PUBLISH | PRODUCTION | Engine RUN-5F3B32BB976D4AE2 / 2026-09 / Core 0.965
QSOR-0002604 | EXP-0456 | 140.3249 | 0.96002 | 134.7142 |  | 0 | 0% | 134.7142 | -3.998% | PASS | PUBLISH | PRODUCTION | Engine RUN-5F3B32BB976D4AE2 / 2026-09 / Core 0.965
QSOR-0002605 | EXP-0456 | 174.209 | 0.96002 | 167.2434 |  | 0 | 0% | 167.2434 | -3.998% | PASS | PUBLISH | PRODUCTION | Engine RUN-5F3B32BB976D4AE2 / 2026-09 / Core 0.965
QSOR-0002606 | EXP-0456 | 212.0133 | 0.96002 | 203.5362 |  | 0 | 0% | 203.5362 | -3.998% | PASS | PUBLISH | PRODUCTION | Engine RUN-5F3B32BB976D4AE2 / 2026-09 / Core 0.965
QSOR-0002607 | EXP-0457 | 8.8652 | 0.96327 | 8.5396 |  | 0 | 0% | 8.5396 | -3.673% | PASS | PUBLISH | PRODUCTION | Engine RUN-5F3B32BB976D4AE2 / 2026-09 / Core 0.965
QSOR-0002608 | EXP-0457 | 8.8793 | 0.96327 | 8.5532 |  | 0 | 0% | 8.5532 | -3.673% | PASS | PUBLISH | PRODUCTION | Engine RUN-5F3B32BB976D4AE2 / 2026-09 / Core 0.965
QSOR-0002609 | EXP-0457 | 14.1907 | 0.96327 | 13.6694 |  | 0 | 0% | 13.6694 | -3.673% | PASS | PUBLISH | PRODUCTION | Engine RUN-5F3B32BB976D4AE2 / 2026-09 / Core 0.965
QSOR-0002610 | EXP-0457 | 19.4214 | 0.96327 | 18.708 |  | 0 | 0% | 18.708 | -3.673% | PASS | PUBLISH | PRODUCTION | Engine RUN-5F3B32BB976D4AE2 / 2026-09 / Core 0.965
QSOR-0002611 | EXP-0457 | 27.3722 | 0.96327 | 26.3667 |  | 0 | 0% | 26.3667 | -3.673% | PASS | PUBLISH | PRODUCTION | Engine RUN-5F3B32BB976D4AE2 / 2026-09 / Core 0.965
QSOR-0002612 | EXP-0457 | 43.4064 | 0.96327 | 41.8119 |  | 0 | 0% | 41.8119 | -3.673% | PASS | PUBLISH | PRODUCTION | Engine RUN-5F3B32BB976D4AE2 / 2026-09 / Core 0.965
QSOR-0002613 | EXP-0457 | 80.0781 | 0.96327 | 77.1365 |  | 0 | 0% | 77.1365 | -3.673% | PASS | PUBLISH | PRODUCTION | Engine RUN-5F3B32BB976D4AE2 / 2026-09 / Core 0.965
QSOR-0002614 | EXP-0457 | 80.0724 | 0.96327 | 77.131 |  | 0 | 0% | 77.131 | -3.673% | PASS | PUBLISH | PRODUCTION | Engine RUN-5F3B32BB976D4AE2 / 2026-09 / Core 0.965
QSOR-0002615 | EXP-0457 | 80.1496 | 0.96327 | 77.2053 |  | 0 | 0% | 77.2053 | -3.673% | PASS | PUBLISH | PRODUCTION | Engine RUN-5F3B32BB976D4AE2 / 2026-09 / Core 0.965
QSOR-0002616 | EXP-0457 | 80.0664 | 0.96327 | 77.1252 |  | 0 | 0% | 77.1252 | -3.673% | PASS | PUBLISH | PRODUCTION | Engine RUN-5F3B32BB976D4AE2 / 2026-09 / Core 0.965
QSOR-0002617 | EXP-0457 | 80.3317 | 0.96327 | 77.3808 |  | 0 | 0% | 77.3808 | -3.673% | PASS | PUBLISH | PRODUCTION | Engine RUN-5F3B32BB976D4AE2 / 2026-09 / Core 0.965
QSOR-0002618 | EXP-0457 | 133.5522 | 0.96327 | 128.6462 |  | 0 | 0% | 128.6462 | -3.673% | PASS | PUBLISH | PRODUCTION | Engine RUN-5F3B32BB976D4AE2 / 2026-09 / Core 0.965
QSOR-0002619 | EXP-0457 | 133.4998 | 0.96327 | 128.5958 |  | 0 | 0% | 128.5958 | -3.673% | PASS | PUBLISH | PRODUCTION | Engine RUN-5F3B32BB976D4AE2 / 2026-09 / Core 0.965
QSOR-0002620 | EXP-0457 | 132.7223 | 0.96327 | 127.8469 |  | 0 | 0% | 127.8469 | -3.673% | PASS | PUBLISH | PRODUCTION | Engine RUN-5F3B32BB976D4AE2 / 2026-09 / Core 0.965
QSOR-0002621 | EXP-0457 | 212.3912 | 0.96327 | 204.5891 |  | 0 | 0% | 204.5891 | -3.673% | PASS | PUBLISH | PRODUCTION | Engine RUN-5F3B32BB976D4AE2 / 2026-09 / Core 0.965
QSOR-0002622 | EXP-0457 | 254.3514 | 0.96327 | 245.008 |  | 0 | 0% | 245.008 | -3.673% | PASS | PUBLISH | PRODUCTION | Engine RUN-5F3B32BB976D4AE2 / 2026-09 / Core 0.965
QSOR-0002623 | EXP-0457 | 305.193 | 0.96327 | 293.9819 |  | 0 | 0% | 293.9819 | -3.673% | PASS | PUBLISH | PRODUCTION | Engine RUN-5F3B32BB976D4AE2 / 2026-09 / Core 0.965
QSOR-0002624 | EXP-0457 | 367.1114 | 0.96327 | 353.6258 |  | 0 | 0% | 353.6258 | -3.673% | PASS | PUBLISH | PRODUCTION | Engine RUN-5F3B32BB976D4AE2 / 2026-09 / Core 0.965
QSOR-0002625 | EXP-0457 | 436.5846 | 0.96327 | 420.5469 |  | 0 | 0% | 420.5469 | -3.673% | PASS | PUBLISH | PRODUCTION | Engine RUN-5F3B32BB976D4AE2 / 2026-09 / Core 0.965
QSOR-0002626 | EXP-0457 | 525.5525 | 0.96327 | 506.2466 |  | 0 | 0% | 506.2466 | -3.673% | PASS | PUBLISH | PRODUCTION | Engine RUN-5F3B32BB976D4AE2 / 2026-09 / Core 0.965
QSOR-0002627 | EXP-0457 | 633.3384 | 0.96327 | 610.073 |  | 0 | 0% | 610.073 | -3.673% | PASS | PUBLISH | PRODUCTION | Engine RUN-5F3B32BB976D4AE2 / 2026-09 / Core 0.965
QSOR-0002628 | EXP-0458 | 10.4653 | 0.96327 | 10.0808 |  | 0 | 0% | 10.0808 | -3.673% | PASS | PUBLISH | PRODUCTION | Engine RUN-5F3B32BB976D4AE2 / 2026-09 / Core 0.965
QSOR-0002629 | EXP-0458 | 10.4419 | 0.96327 | 10.0583 |  | 0 | 0% | 10.0583 | -3.673% | PASS | PUBLISH | PRODUCTION | Engine RUN-5F3B32BB976D4AE2 / 2026-09 / Core 0.965
QSOR-0002630 | EXP-0458 | 16.7784 | 0.96327 | 16.162 |  | 0 | 0% | 16.162 | -3.673% | PASS | PUBLISH | PRODUCTION | Engine RUN-5F3B32BB976D4AE2 / 2026-09 / Core 0.965
QSOR-0002631 | EXP-0458 | 23.2093 | 0.96327 | 22.3567 |  | 0 | 0% | 22.3567 | -3.673% | PASS | PUBLISH | PRODUCTION | Engine RUN-5F3B32BB976D4AE2 / 2026-09 / Core 0.965
QSOR-0002632 | EXP-0458 | 32.5083 | 0.96327 | 31.3141 |  | 0 | 0% | 31.3141 | -3.673% | PASS | PUBLISH | PRODUCTION | Engine RUN-5F3B32BB976D4AE2 / 2026-09 / Core 0.965
QSOR-0002633 | EXP-0458 | 51.6958 | 0.96327 | 49.7967 |  | 0 | 0% | 49.7967 | -3.673% | PASS | PUBLISH | PRODUCTION | Engine RUN-5F3B32BB976D4AE2 / 2026-09 / Core 0.965
QSOR-0002634 | EXP-0458 | 96.4709 | 0.96327 | 92.9271 |  | 0 | 0% | 92.9271 | -3.673% | PASS | PUBLISH | PRODUCTION | Engine RUN-5F3B32BB976D4AE2 / 2026-09 / Core 0.965
QSOR-0002635 | EXP-0458 | 96.4837 | 0.96327 | 92.9394 |  | 0 | 0% | 92.9394 | -3.673% | PASS | PUBLISH | PRODUCTION | Engine RUN-5F3B32BB976D4AE2 / 2026-09 / Core 0.965
QSOR-0002636 | EXP-0458 | 96.2102 | 0.96327 | 92.6759 |  | 0 | 0% | 92.6759 | -3.673% | PASS | PUBLISH | PRODUCTION | Engine RUN-5F3B32BB976D4AE2 / 2026-09 / Core 0.965
QSOR-0002637 | EXP-0458 | 96.2032 | 0.96327 | 92.6692 |  | 0 | 0% | 92.6692 | -3.673% | PASS | PUBLISH | PRODUCTION | Engine RUN-5F3B32BB976D4AE2 / 2026-09 / Core 0.965
QSOR-0002638 | EXP-0458 | 96.1843 | 0.96327 | 92.651 |  | 0 | 0% | 92.651 | -3.673% | PASS | PUBLISH | PRODUCTION | Engine RUN-5F3B32BB976D4AE2 / 2026-09 / Core 0.965
QSOR-0002639 | EXP-0458 | 159.5965 | 0.96327 | 153.7338 |  | 0 | 0% | 153.7338 | -3.673% | PASS | PUBLISH | PRODUCTION | Engine RUN-5F3B32BB976D4AE2 / 2026-09 / Core 0.965
QSOR-0002640 | EXP-0458 | 159.738 | 0.96327 | 153.8701 |  | 0 | 0% | 153.8701 | -3.673% | PASS | PUBLISH | PRODUCTION | Engine RUN-5F3B32BB976D4AE2 / 2026-09 / Core 0.965
QSOR-0002641 | EXP-0458 | 159.8164 | 0.96327 | 153.9456 |  | 0 | 0% | 153.9456 | -3.673% | PASS | PUBLISH | PRODUCTION | Engine RUN-5F3B32BB976D4AE2 / 2026-09 / Core 0.965
QSOR-0002642 | EXP-0458 | 255.6445 | 0.96327 | 246.2535 |  | 0 | 0% | 246.2535 | -3.673% | PASS | PUBLISH | PRODUCTION | Engine RUN-5F3B32BB976D4AE2 / 2026-09 / Core 0.965
QSOR-0002643 | EXP-0458 | 306.4915 | 0.96327 | 295.2327 |  | 0 | 0% | 295.2327 | -3.673% | PASS | PUBLISH | PRODUCTION | Engine RUN-5F3B32BB976D4AE2 / 2026-09 / Core 0.965
QSOR-0002644 | EXP-0458 | 366.0952 | 0.96327 | 352.6469 |  | 0 | 0% | 352.6469 | -3.673% | PASS | PUBLISH | PRODUCTION | Engine RUN-5F3B32BB976D4AE2 / 2026-09 / Core 0.965
QSOR-0002645 | EXP-0458 | 440.3126 | 0.96327 | 424.138 |  | 0 | 0% | 424.138 | -3.673% | PASS | PUBLISH | PRODUCTION | Engine RUN-5F3B32BB976D4AE2 / 2026-09 / Core 0.965
QSOR-0002646 | EXP-0458 | 529.3377 | 0.96327 | 509.8927 |  | 0 | 0% | 509.8927 | -3.673% | PASS | PUBLISH | PRODUCTION | Engine RUN-5F3B32BB976D4AE2 / 2026-09 / Core 0.965
QSOR-0002647 | EXP-0458 | 634.292 | 0.96327 | 610.9916 |  | 0 | 0% | 610.9916 | -3.673% | PASS | PUBLISH | PRODUCTION | Engine RUN-5F3B32BB976D4AE2 / 2026-09 / Core 0.965
QSOR-0002648 | EXP-0458 | 756.5669 | 0.96327 | 728.7748 |  | 0 | 0% | 728.7748 | -3.673% | PASS | PUBLISH | PRODUCTION | Engine RUN-5F3B32BB976D4AE2 / 2026-09 / Core 0.965
QSOR-0002649 | EXP-0459 | 12.3457 | 0.96327 | 11.8922 |  | 0 | 0% | 11.8922 | -3.673% | PASS | PUBLISH | PRODUCTION | Engine RUN-5F3B32BB976D4AE2 / 2026-09 / Core 0.965
QSOR-0002650 | EXP-0459 | 12.3655 | 0.96327 | 11.9112 |  | 0 | 0% | 11.9112 | -3.673% | PASS | PUBLISH | PRODUCTION | Engine RUN-5F3B32BB976D4AE2 / 2026-09 / Core 0.965
QSOR-0002651 | EXP-0459 | 20.0527 | 0.96327 | 19.316 |  | 0 | 0% | 19.316 | -3.673% | PASS | PUBLISH | PRODUCTION | Engine RUN-5F3B32BB976D4AE2 / 2026-09 / Core 0.965
QSOR-0002652 | EXP-0459 | 27.5538 | 0.96327 | 26.5416 |  | 0 | 0% | 26.5416 | -3.673% | PASS | PUBLISH | PRODUCTION | Engine RUN-5F3B32BB976D4AE2 / 2026-09 / Core 0.965
QSOR-0002653 | EXP-0459 | 38.9831 | 0.96327 | 37.5511 |  | 0 | 0% | 37.5511 | -3.673% | PASS | PUBLISH | PRODUCTION | Engine RUN-5F3B32BB976D4AE2 / 2026-09 / Core 0.965
QSOR-0002654 | EXP-0459 | 61.9289 | 0.96327 | 59.654 |  | 0 | 0% | 59.654 | -3.673% | PASS | PUBLISH | PRODUCTION | Engine RUN-5F3B32BB976D4AE2 / 2026-09 / Core 0.965
QSOR-0002655 | EXP-0459 | 115.4345 | 0.96327 | 111.1941 |  | 0 | 0% | 111.1941 | -3.673% | PASS | PUBLISH | PRODUCTION | Engine RUN-5F3B32BB976D4AE2 / 2026-09 / Core 0.965
QSOR-0002656 | EXP-0459 | 115.276 | 0.96327 | 111.0414 |  | 0 | 0% | 111.0414 | -3.673% | PASS | PUBLISH | PRODUCTION | Engine RUN-5F3B32BB976D4AE2 / 2026-09 / Core 0.965
QSOR-0002657 | EXP-0459 | 115.512 | 0.96327 | 111.2687 |  | 0 | 0% | 111.2687 | -3.673% | PASS | PUBLISH | PRODUCTION | Engine RUN-5F3B32BB976D4AE2 / 2026-09 / Core 0.965
QSOR-0002658 | EXP-0459 | 115.3213 | 0.96327 | 111.085 |  | 0 | 0% | 111.085 | -3.673% | PASS | PUBLISH | PRODUCTION | Engine RUN-5F3B32BB976D4AE2 / 2026-09 / Core 0.965
QSOR-0002659 | EXP-0459 | 115.0463 | 0.96327 | 110.8201 |  | 0 | 0% | 110.8201 | -3.673% | PASS | PUBLISH | PRODUCTION | Engine RUN-5F3B32BB976D4AE2 / 2026-09 / Core 0.965
QSOR-0002660 | EXP-0459 | 191.3382 | 0.96327 | 184.3095 |  | 0 | 0% | 184.3095 | -3.673% | PASS | PUBLISH | PRODUCTION | Engine RUN-5F3B32BB976D4AE2 / 2026-09 / Core 0.965
QSOR-0002661 | EXP-0459 | 191.2279 | 0.96327 | 184.2032 |  | 0 | 0% | 184.2032 | -3.673% | PASS | PUBLISH | PRODUCTION | Engine RUN-5F3B32BB976D4AE2 / 2026-09 / Core 0.965
QSOR-0002662 | EXP-0459 | 191.6168 | 0.96327 | 184.5779 |  | 0 | 0% | 184.5779 | -3.673% | PASS | PUBLISH | PRODUCTION | Engine RUN-5F3B32BB976D4AE2 / 2026-09 / Core 0.965
QSOR-0002663 | EXP-0459 | 307.9016 | 0.96327 | 296.591 |  | 0 | 0% | 296.591 | -3.673% | PASS | PUBLISH | PRODUCTION | Engine RUN-5F3B32BB976D4AE2 / 2026-09 / Core 0.965
QSOR-0002664 | EXP-0459 | 366.5982 | 0.96327 | 353.1314 |  | 0 | 0% | 353.1314 | -3.673% | PASS | PUBLISH | PRODUCTION | Engine RUN-5F3B32BB976D4AE2 / 2026-09 / Core 0.965
QSOR-0002665 | EXP-0459 | 439.7414 | 0.96327 | 423.5877 |  | 0 | 0% | 423.5877 | -3.673% | PASS | PUBLISH | PRODUCTION | Engine RUN-5F3B32BB976D4AE2 / 2026-09 / Core 0.965
QSOR-0002666 | EXP-0459 | 526.3077 | 0.96327 | 506.9741 |  | 0 | 0% | 506.9741 | -3.673% | PASS | PUBLISH | PRODUCTION | Engine RUN-5F3B32BB976D4AE2 / 2026-09 / Core 0.965
QSOR-0002667 | EXP-0459 | 634.163 | 0.96327 | 610.8674 |  | 0 | 0% | 610.8674 | -3.673% | PASS | PUBLISH | PRODUCTION | Engine RUN-5F3B32BB976D4AE2 / 2026-09 / Core 0.965
QSOR-0002668 | EXP-0459 | 760.4596 | 0.96327 | 732.5244 |  | 0 | 0% | 732.5244 | -3.673% | PASS | PUBLISH | PRODUCTION | Engine RUN-5F3B32BB976D4AE2 / 2026-09 / Core 0.965
QSOR-0002669 | EXP-0459 | 907.753 | 0.96327 | 874.4071 |  | 0 | 0% | 874.4071 | -3.673% | PASS | PUBLISH | PRODUCTION | Engine RUN-5F3B32BB976D4AE2 / 2026-09 / Core 0.965
QSOR-0002670 | EXP-0460 | 14.6086 | 0.96327 | 14.0719 |  | 0 | 0% | 14.0719 | -3.673% | PASS | PUBLISH | PRODUCTION | Engine RUN-5F3B32BB976D4AE2 / 2026-09 / Core 0.965
QSOR-0002671 | EXP-0460 | 14.671 | 0.96327 | 14.132 |  | 0 | 0% | 14.132 | -3.673% | PASS | PUBLISH | PRODUCTION | Engine RUN-5F3B32BB976D4AE2 / 2026-09 / Core 0.965
QSOR-0002672 | EXP-0460 | 23.827 | 0.96327 | 22.9517 |  | 0 | 0% | 22.9517 | -3.673% | PASS | PUBLISH | PRODUCTION | Engine RUN-5F3B32BB976D4AE2 / 2026-09 / Core 0.965
QSOR-0002673 | EXP-0460 | 32.9755 | 0.96327 | 31.7642 |  | 0 | 0% | 31.7642 | -3.673% | PASS | PUBLISH | PRODUCTION | Engine RUN-5F3B32BB976D4AE2 / 2026-09 / Core 0.965
QSOR-0002674 | EXP-0460 | 46.8051 | 0.96327 | 45.0857 |  | 0 | 0% | 45.0857 | -3.673% | PASS | PUBLISH | PRODUCTION | Engine RUN-5F3B32BB976D4AE2 / 2026-09 / Core 0.965
QSOR-0002675 | EXP-0460 | 74.2592 | 0.96327 | 71.5313 |  | 0 | 0% | 71.5313 | -3.673% | PASS | PUBLISH | PRODUCTION | Engine RUN-5F3B32BB976D4AE2 / 2026-09 / Core 0.965
QSOR-0002676 | EXP-0460 | 138.037 | 0.96327 | 132.9663 |  | 0 | 0% | 132.9663 | -3.673% | PASS | PUBLISH | PRODUCTION | Engine RUN-5F3B32BB976D4AE2 / 2026-09 / Core 0.965
QSOR-0002677 | EXP-0460 | 138.3591 | 0.96327 | 133.2766 |  | 0 | 0% | 133.2766 | -3.673% | PASS | PUBLISH | PRODUCTION | Engine RUN-5F3B32BB976D4AE2 / 2026-09 / Core 0.965
QSOR-0002678 | EXP-0460 | 137.9943 | 0.96327 | 132.9252 |  | 0 | 0% | 132.9252 | -3.673% | PASS | PUBLISH | PRODUCTION | Engine RUN-5F3B32BB976D4AE2 / 2026-09 / Core 0.965
QSOR-0002679 | EXP-0460 | 138.0173 | 0.96327 | 132.9473 |  | 0 | 0% | 132.9473 | -3.673% | PASS | PUBLISH | PRODUCTION | Engine RUN-5F3B32BB976D4AE2 / 2026-09 / Core 0.965
QSOR-0002680 | EXP-0460 | 138.1707 | 0.96327 | 133.0951 |  | 0 | 0% | 133.0951 | -3.673% | PASS | PUBLISH | PRODUCTION | Engine RUN-5F3B32BB976D4AE2 / 2026-09 / Core 0.965
QSOR-0002681 | EXP-0460 | 230.1065 | 0.96327 | 221.6537 |  | 0 | 0% | 221.6537 | -3.673% | PASS | PUBLISH | PRODUCTION | Engine RUN-5F3B32BB976D4AE2 / 2026-09 / Core 0.965
QSOR-0002682 | EXP-0460 | 229.537 | 0.96327 | 221.105 |  | 0 | 0% | 221.105 | -3.673% | PASS | PUBLISH | PRODUCTION | Engine RUN-5F3B32BB976D4AE2 / 2026-09 / Core 0.965
QSOR-0002683 | EXP-0460 | 229.7225 | 0.96327 | 221.2837 |  | 0 | 0% | 221.2837 | -3.673% | PASS | PUBLISH | PRODUCTION | Engine RUN-5F3B32BB976D4AE2 / 2026-09 / Core 0.965
QSOR-0002684 | EXP-0460 | 367.0914 | 0.96327 | 353.6064 |  | 0 | 0% | 353.6064 | -3.673% | PASS | PUBLISH | PRODUCTION | Engine RUN-5F3B32BB976D4AE2 / 2026-09 / Core 0.965
QSOR-0002685 | EXP-0460 | 440.0071 | 0.96327 | 423.8436 |  | 0 | 0% | 423.8436 | -3.673% | PASS | PUBLISH | PRODUCTION | Engine RUN-5F3B32BB976D4AE2 / 2026-09 / Core 0.965
QSOR-0002686 | EXP-0460 | 527.5687 | 0.96327 | 508.1887 |  | 0 | 0% | 508.1887 | -3.673% | PASS | PUBLISH | PRODUCTION | Engine RUN-5F3B32BB976D4AE2 / 2026-09 / Core 0.965
QSOR-0002687 | EXP-0460 | 631.9124 | 0.96327 | 608.6994 |  | 0 | 0% | 608.6994 | -3.673% | PASS | PUBLISH | PRODUCTION | Engine RUN-5F3B32BB976D4AE2 / 2026-09 / Core 0.965
QSOR-0002688 | EXP-0460 | 760.474 | 0.96327 | 732.5383 |  | 0 | 0% | 732.5383 | -3.673% | PASS | PUBLISH | PRODUCTION | Engine RUN-5F3B32BB976D4AE2 / 2026-09 / Core 0.965
QSOR-0002689 | EXP-0460 | 909.6226 | 0.96327 | 876.2081 |  | 0 | 0% | 876.2081 | -3.673% | PASS | PUBLISH | PRODUCTION | Engine RUN-5F3B32BB976D4AE2 / 2026-09 / Core 0.965
QSOR-0002690 | EXP-0460 | 1090.3475 | 0.96327 | 1050.2941 |  | 0 | 0% | 1050.2941 | -3.673% | PASS | PUBLISH | PRODUCTION | Engine RUN-5F3B32BB976D4AE2 / 2026-09 / Core 0.965
QSOR-0002691 | EXP-0461 | 821.0184 | 0.96518 | 792.4309 |  | 0 | 0% | 792.4309 | -3.482% | PASS | PUBLISH | PRODUCTION | Engine RUN-5F3B32BB976D4AE2 / 2026-09 / Core 0.965
QSOR-0002692 | EXP-0461 | 989.8154 | 0.96518 | 955.3505 |  | 0 | 0% | 955.3505 | -3.482% | PASS | PUBLISH | PRODUCTION | Engine RUN-5F3B32BB976D4AE2 / 2026-09 / Core 0.965
QSOR-0002693 | EXP-0461 | 1253.2853 | 0.96518 | 1209.6465 |  | 0 | 0% | 1209.6465 | -3.482% | PASS | PUBLISH | PRODUCTION | Engine RUN-5F3B32BB976D4AE2 / 2026-09 / Core 0.965
QSOR-0002694 | EXP-0461 | 1827.9375 | 0.96518 | 1764.2895 |  | 0 | 0% | 1764.2895 | -3.482% | PASS | PUBLISH | PRODUCTION | Engine RUN-5F3B32BB976D4AE2 / 2026-09 / Core 0.965
QSOR-0002695 | EXP-0462 | 871.489 | 0.96518 | 841.1442 |  | 0 | 0% | 841.1442 | -3.482% | PASS | PUBLISH | PRODUCTION | Engine RUN-5F3B32BB976D4AE2 / 2026-09 / Core 0.965
QSOR-0002696 | EXP-0462 | 939.0288 | 0.96518 | 906.3322 |  | 0 | 0% | 906.3322 | -3.482% | PASS | PUBLISH | PRODUCTION | Engine RUN-5F3B32BB976D4AE2 / 2026-09 / Core 0.965
QSOR-0002697 | EXP-0462 | 1309.3235 | 0.96518 | 1263.7334 |  | 0 | 0% | 1263.7334 | -3.482% | PASS | PUBLISH | PRODUCTION | Engine RUN-5F3B32BB976D4AE2 / 2026-09 / Core 0.965
QSOR-0002698 | EXP-0462 | 1600.617 | 0.96518 | 1544.8842 |  | 0 | 0% | 1544.8842 | -3.482% | PASS | PUBLISH | PRODUCTION | Engine RUN-5F3B32BB976D4AE2 / 2026-09 / Core 0.965
QSOR-0002699 | EXP-0463 | 1699.5351 | 0.96518 | 1640.3581 |  | 0 | 0% | 1640.3581 | -3.482% | PASS | PUBLISH | PRODUCTION | Engine RUN-5F3B32BB976D4AE2 / 2026-09 / Core 0.965
QSOR-0002700 | EXP-0463 | 2064.3283 | 0.96518 | 1992.4494 |  | 0 | 0% | 1992.4494 | -3.482% | PASS | PUBLISH | PRODUCTION | Engine RUN-5F3B32BB976D4AE2 / 2026-09 / Core 0.965
QSOR-0002701 | EXP-0463 | 3200.1878 | 0.96518 | 3088.7587 |  | 0 | 0% | 3088.7587 | -3.482% | PASS | PUBLISH | PRODUCTION | Engine RUN-5F3B32BB976D4AE2 / 2026-09 / Core 0.965
QSOR-0002702 | EXP-0463 | 3623.9332 | 0.96518 | 3497.7495 |  | 0 | 0% | 3497.7495 | -3.482% | PASS | PUBLISH | PRODUCTION | Engine RUN-5F3B32BB976D4AE2 / 2026-09 / Core 0.965
QSOR-0002703 | EXP-0464 | 2455.9987 | 0.96518 | 2370.482 |  | 0 | 0% | 2370.482 | -3.482% | PASS | PUBLISH | PRODUCTION | Engine RUN-5F3B32BB976D4AE2 / 2026-09 / Core 0.965
QSOR-0002704 | EXP-0464 | 3115.4012 | 0.96518 | 3006.9243 |  | 0 | 0% | 3006.9243 | -3.482% | PASS | PUBLISH | PRODUCTION | Engine RUN-5F3B32BB976D4AE2 / 2026-09 / Core 0.965
QSOR-0002705 | EXP-0464 | 4641.2032 | 0.96518 | 4479.5986 |  | 0 | 0% | 4479.5986 | -3.482% | PASS | PUBLISH | PRODUCTION | Engine RUN-5F3B32BB976D4AE2 / 2026-09 / Core 0.965
QSOR-0002706 | EXP-0464 | 5274.6399 | 0.96518 | 5090.9793 |  | 0 | 0% | 5090.9793 | -3.482% | PASS | PUBLISH | PRODUCTION | Engine RUN-5F3B32BB976D4AE2 / 2026-09 / Core 0.965
QSOR-0002707 | EXP-0465 | 1642.7367 | 0.96518 | 1585.5374 |  | 0 | 0% | 1585.5374 | -3.482% | PASS | PUBLISH | PRODUCTION | Engine RUN-5F3B32BB976D4AE2 / 2026-09 / Core 0.965
QSOR-0002708 | EXP-0465 | 1128.3268 | 0.96518 | 1089.039 |  | 0 | 0% | 1089.039 | -3.482% | PASS | PUBLISH | PRODUCTION | Engine RUN-5F3B32BB976D4AE2 / 2026-09 / Core 0.965
QSOR-0002709 | EXP-0465 | 1147.0308 | 0.96518 | 1107.0917 |  | 0 | 0% | 1107.0917 | -3.482% | PASS | PUBLISH | PRODUCTION | Engine RUN-5F3B32BB976D4AE2 / 2026-09 / Core 0.965
QSOR-0002710 | EXP-0465 | 1403.7588 | 0.96518 | 1354.8805 |  | 0 | 0% | 1354.8805 | -3.482% | PASS | PUBLISH | PRODUCTION | Engine RUN-5F3B32BB976D4AE2 / 2026-09 / Core 0.965
QSOR-0002711 | EXP-0465 | 1594.4841 | 0.96518 | 1538.9649 |  | 0 | 0% | 1538.9649 | -3.482% | PASS | PUBLISH | PRODUCTION | Engine RUN-5F3B32BB976D4AE2 / 2026-09 / Core 0.965
QSOR-0002712 | EXP-0465 | 2064.1813 | 0.96518 | 1992.3074 |  | 0 | 0% | 1992.3074 | -3.482% | PASS | PUBLISH | PRODUCTION | Engine RUN-5F3B32BB976D4AE2 / 2026-09 / Core 0.965
QSOR-0002713 | EXP-0465 | 2430.3102 | 0.96518 | 2345.6879 |  | 0 | 0% | 2345.6879 | -3.482% | PASS | PUBLISH | PRODUCTION | Engine RUN-5F3B32BB976D4AE2 / 2026-09 / Core 0.965
QSOR-0002714 | EXP-0466 | 391.2442 | 0.96518 | 377.6212 |  | 0 | 0% | 377.6212 | -3.482% | PASS | PUBLISH | PRODUCTION | Engine RUN-5F3B32BB976D4AE2 / 2026-09 / Core 0.965
QSOR-0002715 | EXP-0466 | 426.2157 | 0.96518 | 411.3751 |  | 0 | 0% | 411.3751 | -3.482% | PASS | PUBLISH | PRODUCTION | Engine RUN-5F3B32BB976D4AE2 / 2026-09 / Core 0.965
QSOR-0002716 | EXP-0466 | 480.6706 | 0.96518 | 463.9339 |  | 0 | 0% | 463.9339 | -3.482% | PASS | PUBLISH | PRODUCTION | Engine RUN-5F3B32BB976D4AE2 / 2026-09 / Core 0.965
QSOR-0002717 | EXP-0466 | 585.3833 | 0.96518 | 565.0005 |  | 0 | 0% | 565.0005 | -3.482% | PASS | PUBLISH | PRODUCTION | Engine RUN-5F3B32BB976D4AE2 / 2026-09 / Core 0.965
QSOR-0002718 | EXP-0466 | 844.7763 | 0.96518 | 815.3616 |  | 0 | 0% | 815.3616 | -3.482% | PASS | PUBLISH | PRODUCTION | Engine RUN-5F3B32BB976D4AE2 / 2026-09 / Core 0.965
QSOR-0002719 | EXP-0467 | 710.2923 | 0.96518 | 685.5602 |  | 0 | 0% | 685.5602 | -3.482% | PASS | PUBLISH | PRODUCTION | Engine RUN-5F3B32BB976D4AE2 / 2026-09 / Core 0.965
QSOR-0002720 | EXP-0467 | 718.2357 | 0.96518 | 693.2271 |  | 0 | 0% | 693.2271 | -3.482% | PASS | PUBLISH | PRODUCTION | Engine RUN-5F3B32BB976D4AE2 / 2026-09 / Core 0.965
QSOR-0002721 | EXP-0467 | 789.26 | 0.96518 | 761.7784 |  | 0 | 0% | 761.7784 | -3.482% | PASS | PUBLISH | PRODUCTION | Engine RUN-5F3B32BB976D4AE2 / 2026-09 / Core 0.965
QSOR-0002722 | EXP-0467 | 828.5 | 0.96518 | 799.652 |  | 0 | 0% | 799.652 | -3.482% | PASS | PUBLISH | PRODUCTION | Engine RUN-5F3B32BB976D4AE2 / 2026-09 / Core 0.965
QSOR-0002723 | EXP-0467 | 942.205 | 0.96518 | 909.3979 |  | 0 | 0% | 909.3979 | -3.482% | PASS | PUBLISH | PRODUCTION | Engine RUN-5F3B32BB976D4AE2 / 2026-09 / Core 0.965
QSOR-0002724 | EXP-0468 | 59.7408 | 0.96518 | 57.6606 |  | 0 | 0% | 57.6606 | -3.482% | PASS | PUBLISH | PRODUCTION | Engine RUN-5F3B32BB976D4AE2 / 2026-09 / Core 0.965
QSOR-0002725 | EXP-0468 | 63.5978 | 0.96518 | 61.3834 |  | 0 | 0% | 61.3834 | -3.482% | PASS | PUBLISH | PRODUCTION | Engine RUN-5F3B32BB976D4AE2 / 2026-09 / Core 0.965
QSOR-0002726 | EXP-0468 | 69.3203 | 0.96518 | 66.9066 |  | 0 | 0% | 66.9066 | -3.482% | PASS | PUBLISH | PRODUCTION | Engine RUN-5F3B32BB976D4AE2 / 2026-09 / Core 0.965
QSOR-0002727 | EXP-0468 | 75.2632 | 0.96518 | 72.6426 |  | 0 | 0% | 72.6426 | -3.482% | PASS | PUBLISH | PRODUCTION | Engine RUN-5F3B32BB976D4AE2 / 2026-09 / Core 0.965
QSOR-0002728 | EXP-0468 | 183.3922 | 0.96518 | 177.0066 |  | 0 | 0% | 177.0066 | -3.482% | PASS | PUBLISH | PRODUCTION | Engine RUN-5F3B32BB976D4AE2 / 2026-09 / Core 0.965
QSOR-0002729 | EXP-0469 | 255.7015 | 0.96518 | 246.7981 |  | 0 | 0% | 246.7981 | -3.482% | PASS | PUBLISH | PRODUCTION | Engine RUN-5F3B32BB976D4AE2 / 2026-09 / Core 0.965
QSOR-0002730 | EXP-0469 | 272.5546 | 0.96518 | 263.0644 |  | 0 | 0% | 263.0644 | -3.482% | PASS | PUBLISH | PRODUCTION | Engine RUN-5F3B32BB976D4AE2 / 2026-09 / Core 0.965
QSOR-0002731 | EXP-0469 | 356.2125 | 0.96518 | 343.8094 |  | 0 | 0% | 343.8094 | -3.482% | PASS | PUBLISH | PRODUCTION | Engine RUN-5F3B32BB976D4AE2 / 2026-09 / Core 0.965
QSOR-0002732 | EXP-0469 | 378.5051 | 0.96518 | 365.3257 |  | 0 | 0% | 365.3257 | -3.482% | PASS | PUBLISH | PRODUCTION | Engine RUN-5F3B32BB976D4AE2 / 2026-09 / Core 0.965
QSOR-0002733 | EXP-0469 | 499.4932 | 0.96518 | 482.101 |  | 0 | 0% | 482.101 | -3.482% | PASS | PUBLISH | PRODUCTION | Engine RUN-5F3B32BB976D4AE2 / 2026-09 / Core 0.965
QSOR-0002734 | EXP-0470 | 353.471 | 0.96518 | 341.1633 |  | 0 | 0% | 341.1633 | -3.482% | PASS | PUBLISH | PRODUCTION | Engine RUN-5F3B32BB976D4AE2 / 2026-09 / Core 0.965
QSOR-0002735 | EXP-0470 | 404.4309 | 0.96518 | 390.3488 |  | 0 | 0% | 390.3488 | -3.482% | PASS | PUBLISH | PRODUCTION | Engine RUN-5F3B32BB976D4AE2 / 2026-09 / Core 0.965
QSOR-0002736 | EXP-0470 | 575.1002 | 0.96518 | 555.0755 |  | 0 | 0% | 555.0755 | -3.482% | PASS | PUBLISH | PRODUCTION | Engine RUN-5F3B32BB976D4AE2 / 2026-09 / Core 0.965
QSOR-0002737 | EXP-0470 | 601.7062 | 0.96518 | 580.7551 |  | 0 | 0% | 580.7551 | -3.482% | PASS | PUBLISH | PRODUCTION | Engine RUN-5F3B32BB976D4AE2 / 2026-09 / Core 0.965
QSOR-0002738 | EXP-0470 | 878.5843 | 0.96518 | 847.9924 |  | 0 | 0% | 847.9924 | -3.482% | PASS | PUBLISH | PRODUCTION | Engine RUN-5F3B32BB976D4AE2 / 2026-09 / Core 0.965
QSOR-0002739 | EXP-0471 | 495.0699 | 0.96518 | 477.8318 |  | 0 | 0% | 477.8318 | -3.482% | PASS | PUBLISH | PRODUCTION | Engine RUN-5F3B32BB976D4AE2 / 2026-09 / Core 0.965
QSOR-0002740 | EXP-0471 | 567.1832 | 0.96518 | 547.4341 |  | 0 | 0% | 547.4341 | -3.482% | PASS | PUBLISH | PRODUCTION | Engine RUN-5F3B32BB976D4AE2 / 2026-09 / Core 0.965
QSOR-0002741 | EXP-0471 | 726.9402 | 0.96518 | 701.6284 |  | 0 | 0% | 701.6284 | -3.482% | PASS | PUBLISH | PRODUCTION | Engine RUN-5F3B32BB976D4AE2 / 2026-09 / Core 0.965
QSOR-0002742 | EXP-0471 | 858.7461 | 0.96518 | 828.8449 |  | 0 | 0% | 828.8449 | -3.482% | PASS | PUBLISH | PRODUCTION | Engine RUN-5F3B32BB976D4AE2 / 2026-09 / Core 0.965
QSOR-0002743 | EXP-0471 | 1030.4445 | 0.96518 | 994.5649 |  | 0 | 0% | 994.5649 | -3.482% | PASS | PUBLISH | PRODUCTION | Engine RUN-5F3B32BB976D4AE2 / 2026-09 / Core 0.965
QSOR-0002744 | EXP-0472 | 359.1881 | 0.96518 | 346.6814 |  | 0 | 0% | 346.6814 | -3.482% | PASS | PUBLISH | PRODUCTION | Engine RUN-5F3B32BB976D4AE2 / 2026-09 / Core 0.965
QSOR-0002745 | EXP-0472 | 396.8979 | 0.96518 | 383.0781 |  | 0 | 0% | 383.0781 | -3.482% | PASS | PUBLISH | PRODUCTION | Engine RUN-5F3B32BB976D4AE2 / 2026-09 / Core 0.965
QSOR-0002746 | EXP-0472 | 491.172 | 0.96518 | 474.0697 |  | 0 | 0% | 474.0697 | -3.482% | PASS | PUBLISH | PRODUCTION | Engine RUN-5F3B32BB976D4AE2 / 2026-09 / Core 0.965
QSOR-0002747 | EXP-0472 | 613.7287 | 0.96518 | 592.3589 |  | 0 | 0% | 592.3589 | -3.482% | PASS | PUBLISH | PRODUCTION | Engine RUN-5F3B32BB976D4AE2 / 2026-09 / Core 0.965
QSOR-0002748 | EXP-0472 | 802.2774 | 0.96518 | 774.3425 |  | 0 | 0% | 774.3425 | -3.482% | PASS | PUBLISH | PRODUCTION | Engine RUN-5F3B32BB976D4AE2 / 2026-09 / Core 0.965
QSOR-0002749 | EXP-0472 | 943.6889 | 0.96518 | 910.8301 |  | 0 | 0% | 910.8301 | -3.482% | PASS | PUBLISH | PRODUCTION | Engine RUN-5F3B32BB976D4AE2 / 2026-09 / Core 0.965
QSOR-0002750 | EXP-0472 | 1132.2376 | 0.96518 | 1092.8136 |  | 0 | 0% | 1092.8136 | -3.482% | PASS | PUBLISH | PRODUCTION | Engine RUN-5F3B32BB976D4AE2 / 2026-09 / Core 0.965
QSOR-0002751 | EXP-0472 | 1509.3349 | 0.96518 | 1456.7806 |  | 0 | 0% | 1456.7806 | -3.482% | PASS | PUBLISH | PRODUCTION | Engine RUN-5F3B32BB976D4AE2 / 2026-09 / Core 0.965
QSOR-0002752 | EXP-0472 | 1980.7063 | 0.96518 | 1911.739 |  | 0 | 0% | 1911.739 | -3.482% | PASS | PUBLISH | PRODUCTION | Engine RUN-5F3B32BB976D4AE2 / 2026-09 / Core 0.965
QSOR-0002753 | EXP-0473 | 707.9553 | 0.96518 | 683.3047 |  | 0 | 0% | 683.3047 | -3.482% | PASS | PUBLISH | PRODUCTION | Engine RUN-5F3B32BB976D4AE2 / 2026-09 / Core 0.965
QSOR-0002754 | EXP-0473 | 849.3571 | 0.96518 | 819.7829 |  | 0 | 0% | 819.7829 | -3.482% | PASS | PUBLISH | PRODUCTION | Engine RUN-5F3B32BB976D4AE2 / 2026-09 / Core 0.965
QSOR-0002755 | EXP-0473 | 1037.8931 | 0.96518 | 1001.7541 |  | 0 | 0% | 1001.7541 | -3.482% | PASS | PUBLISH | PRODUCTION | Engine RUN-5F3B32BB976D4AE2 / 2026-09 / Core 0.965
QSOR-0002756 | EXP-0473 | 1273.563 | 0.96518 | 1229.2182 |  | 0 | 0% | 1229.2182 | -3.482% | PASS | PUBLISH | PRODUCTION | Engine RUN-5F3B32BB976D4AE2 / 2026-09 / Core 0.965
QSOR-0002757 | EXP-0473 | 1886.3046 | 0.96518 | 1820.6244 |  | 0 | 0% | 1820.6244 | -3.482% | PASS | PUBLISH | PRODUCTION | Engine RUN-5F3B32BB976D4AE2 / 2026-09 / Core 0.965
QSOR-0002758 | EXP-0473 | 2828.9839 | 0.96518 | 2730.48 |  | 0 | 0% | 2730.48 | -3.482% | PASS | PUBLISH | PRODUCTION | Engine RUN-5F3B32BB976D4AE2 / 2026-09 / Core 0.965
QSOR-0002759 | EXP-0474 | 57.7623 | 0.96327 | 55.6404 |  | 0 | 0% | 55.6404 | -3.673% | PASS | PUBLISH | PRODUCTION | Engine RUN-5F3B32BB976D4AE2 / 2026-09 / Core 0.965
QSOR-0002760 | EXP-0474 | 70.2394 | 0.96327 | 67.6592 |  | 0 | 0% | 67.6592 | -3.673% | PASS | PUBLISH | PRODUCTION | Engine RUN-5F3B32BB976D4AE2 / 2026-09 / Core 0.965
QSOR-0002761 | EXP-0474 | 80.3246 | 0.96327 | 77.3739 |  | 0 | 0% | 77.3739 | -3.673% | PASS | PUBLISH | PRODUCTION | Engine RUN-5F3B32BB976D4AE2 / 2026-09 / Core 0.965
QSOR-0002762 | EXP-0474 | 101.6712 | 0.96327 | 97.9364 |  | 0 | 0% | 97.9364 | -3.673% | PASS | PUBLISH | PRODUCTION | Engine RUN-5F3B32BB976D4AE2 / 2026-09 / Core 0.965
QSOR-0002763 | EXP-0474 | 115.2506 | 0.96327 | 111.0169 |  | 0 | 0% | 111.0169 | -3.673% | PASS | PUBLISH | PRODUCTION | Engine RUN-5F3B32BB976D4AE2 / 2026-09 / Core 0.965
QSOR-0002764 | EXP-0474 | 122.5728 | 0.96327 | 118.0701 |  | 0 | 0% | 118.0701 | -3.673% | PASS | PUBLISH | PRODUCTION | Engine RUN-5F3B32BB976D4AE2 / 2026-09 / Core 0.965
QSOR-0002765 | EXP-0475 | 60.3483 | 0.96327 | 58.1314 |  | 0 | 0% | 58.1314 | -3.673% | PASS | PUBLISH | PRODUCTION | Engine RUN-5F3B32BB976D4AE2 / 2026-09 / Core 0.965
QSOR-0002766 | EXP-0475 | 72.9131 | 0.96327 | 70.2347 |  | 0 | 0% | 70.2347 | -3.673% | PASS | PUBLISH | PRODUCTION | Engine RUN-5F3B32BB976D4AE2 / 2026-09 / Core 0.965
QSOR-0002767 | EXP-0475 | 84.5686 | 0.96327 | 81.462 |  | 0 | 0% | 81.462 | -3.673% | PASS | PUBLISH | PRODUCTION | Engine RUN-5F3B32BB976D4AE2 / 2026-09 / Core 0.965
QSOR-0002768 | EXP-0475 | 107.182 | 0.96327 | 103.2447 |  | 0 | 0% | 103.2447 | -3.673% | PASS | PUBLISH | PRODUCTION | Engine RUN-5F3B32BB976D4AE2 / 2026-09 / Core 0.965
QSOR-0002769 | EXP-0475 | 121.3653 | 0.96327 | 116.907 |  | 0 | 0% | 116.907 | -3.673% | PASS | PUBLISH | PRODUCTION | Engine RUN-5F3B32BB976D4AE2 / 2026-09 / Core 0.965
QSOR-0002770 | EXP-0475 | 129.302 | 0.96327 | 124.5522 |  | 0 | 0% | 124.5522 | -3.673% | PASS | PUBLISH | PRODUCTION | Engine RUN-5F3B32BB976D4AE2 / 2026-09 / Core 0.965
QSOR-0002771 | EXP-0476 | 190.4996 | 0.96327 | 183.5017 |  | 0 | 0% | 183.5017 | -3.673% | PASS | PUBLISH | PRODUCTION | Engine RUN-5F3B32BB976D4AE2 / 2026-09 / Core 0.965
QSOR-0002772 | EXP-0476 | 200.1313 | 0.96327 | 192.7796 |  | 0 | 0% | 192.7796 | -3.673% | PASS | PUBLISH | PRODUCTION | Engine RUN-5F3B32BB976D4AE2 / 2026-09 / Core 0.965
QSOR-0002773 | EXP-0476 | 211.1271 | 0.96327 | 203.3714 |  | 0 | 0% | 203.3714 | -3.673% | PASS | PUBLISH | PRODUCTION | Engine RUN-5F3B32BB976D4AE2 / 2026-09 / Core 0.965
QSOR-0002774 | EXP-0476 | 232.5259 | 0.96327 | 223.9841 |  | 0 | 0% | 223.9841 | -3.673% | PASS | PUBLISH | PRODUCTION | Engine RUN-5F3B32BB976D4AE2 / 2026-09 / Core 0.965
QSOR-0002775 | EXP-0476 | 263.6294 | 0.96327 | 253.9451 |  | 0 | 0% | 253.9451 | -3.673% | PASS | PUBLISH | PRODUCTION | Engine RUN-5F3B32BB976D4AE2 / 2026-09 / Core 0.965
QSOR-0002776 | EXP-0476 | 289.3702 | 0.96327 | 278.7403 |  | 0 | 0% | 278.7403 | -3.673% | PASS | PUBLISH | PRODUCTION | Engine RUN-5F3B32BB976D4AE2 / 2026-09 / Core 0.965
QSOR-0002777 | EXP-0477 | 260.3261 | 0.96327 | 250.7631 |  | 0 | 0% | 250.7631 | -3.673% | PASS | PUBLISH | PRODUCTION | Engine RUN-5F3B32BB976D4AE2 / 2026-09 / Core 0.965
QSOR-0002778 | EXP-0477 | 311.9813 | 0.96327 | 300.5208 |  | 0 | 0% | 300.5208 | -3.673% | PASS | PUBLISH | PRODUCTION | Engine RUN-5F3B32BB976D4AE2 / 2026-09 / Core 0.965
QSOR-0002779 | EXP-0477 | 342.9526 | 0.96327 | 330.3544 |  | 0 | 0% | 330.3544 | -3.673% | PASS | PUBLISH | PRODUCTION | Engine RUN-5F3B32BB976D4AE2 / 2026-09 / Core 0.965
QSOR-0002780 | EXP-0477 | 343.6174 | 0.96327 | 330.9948 |  | 0 | 0% | 330.9948 | -3.673% | PASS | PUBLISH | PRODUCTION | Engine RUN-5F3B32BB976D4AE2 / 2026-09 / Core 0.965
QSOR-0002781 | EXP-0477 | 459.3827 | 0.96327 | 442.5075 |  | 0 | 0% | 442.5075 | -3.673% | PASS | PUBLISH | PRODUCTION | Engine RUN-5F3B32BB976D4AE2 / 2026-09 / Core 0.965
QSOR-0002782 | EXP-0477 | 481.5913 | 0.96327 | 463.9003 |  | 0 | 0% | 463.9003 | -3.673% | PASS | PUBLISH | PRODUCTION | Engine RUN-5F3B32BB976D4AE2 / 2026-09 / Core 0.965
QSOR-0002783 | EXP-0478 | 90.6282 | 0.96002 | 87.0045 |  | 0 | 0% | 87.0045 | -3.998% | PASS | PUBLISH | PRODUCTION | Engine RUN-5F3B32BB976D4AE2 / 2026-09 / Core 0.965
QSOR-0002784 | EXP-0478 | 101.2863 | 0.96002 | 97.2365 |  | 0 | 0% | 97.2365 | -3.998% | PASS | PUBLISH | PRODUCTION | Engine RUN-5F3B32BB976D4AE2 / 2026-09 / Core 0.965
QSOR-0002785 | EXP-0478 | 113.0795 | 0.96002 | 108.5581 |  | 0 | 0% | 108.5581 | -3.998% | PASS | PUBLISH | PRODUCTION | Engine RUN-5F3B32BB976D4AE2 / 2026-09 / Core 0.965
QSOR-0002786 | EXP-0478 | 125.4839 | 0.96002 | 120.4666 |  | 0 | 0% | 120.4666 | -3.998% | PASS | PUBLISH | PRODUCTION | Engine RUN-5F3B32BB976D4AE2 / 2026-09 / Core 0.965
QSOR-0002787 | EXP-0478 | 158.4409 | 0.96002 | 152.1058 |  | 0 | 0% | 152.1058 | -3.998% | PASS | PUBLISH | PRODUCTION | Engine RUN-5F3B32BB976D4AE2 / 2026-09 / Core 0.965
QSOR-0002788 | EXP-0478 | 151.4174 | 0.96002 | 145.3631 |  | 0 | 0% | 145.3631 | -3.998% | PASS | PUBLISH | PRODUCTION | Engine RUN-5F3B32BB976D4AE2 / 2026-09 / Core 0.965
QSOR-0002789 | EXP-0479 | 160.1773 | 0.96327 | 154.2933 |  | 0 | 0% | 154.2933 | -3.673% | PASS | PUBLISH | PRODUCTION | Engine RUN-5F3B32BB976D4AE2 / 2026-09 / Core 0.965
QSOR-0002790 | EXP-0479 | 170.169 | 0.96327 | 163.918 |  | 0 | 0% | 163.918 | -3.673% | PASS | PUBLISH | PRODUCTION | Engine RUN-5F3B32BB976D4AE2 / 2026-09 / Core 0.965
QSOR-0002791 | EXP-0479 | 192.9113 | 0.96327 | 185.8248 |  | 0 | 0% | 185.8248 | -3.673% | PASS | PUBLISH | PRODUCTION | Engine RUN-5F3B32BB976D4AE2 / 2026-09 / Core 0.965
QSOR-0002792 | EXP-0479 | 224.334 | 0.96327 | 216.0932 |  | 0 | 0% | 216.0932 | -3.673% | PASS | PUBLISH | PRODUCTION | Engine RUN-5F3B32BB976D4AE2 / 2026-09 / Core 0.965
QSOR-0002793 | EXP-0479 | 273.7081 | 0.96327 | 263.6535 |  | 0 | 0% | 263.6535 | -3.673% | PASS | PUBLISH | PRODUCTION | Engine RUN-5F3B32BB976D4AE2 / 2026-09 / Core 0.965
QSOR-0002794 | EXP-0479 | 282.7679 | 0.96327 | 272.3806 |  | 0 | 0% | 272.3806 | -3.673% | PASS | PUBLISH | PRODUCTION | Engine RUN-5F3B32BB976D4AE2 / 2026-09 / Core 0.965
QSOR-0002795 | EXP-0480 | 278.3465 | 0.96327 | 268.1216 |  | 0 | 0% | 268.1216 | -3.673% | PASS | PUBLISH | PRODUCTION | Engine RUN-5F3B32BB976D4AE2 / 2026-09 / Core 0.965
QSOR-0002796 | EXP-0480 | 333.5512 | 0.96327 | 321.2984 |  | 0 | 0% | 321.2984 | -3.673% | PASS | PUBLISH | PRODUCTION | Engine RUN-5F3B32BB976D4AE2 / 2026-09 / Core 0.965
QSOR-0002797 | EXP-0480 | 362.8089 | 0.96327 | 349.4813 |  | 0 | 0% | 349.4813 | -3.673% | PASS | PUBLISH | PRODUCTION | Engine RUN-5F3B32BB976D4AE2 / 2026-09 / Core 0.965
QSOR-0002798 | EXP-0480 | 369.1436 | 0.96327 | 355.5833 |  | 0 | 0% | 355.5833 | -3.673% | PASS | PUBLISH | PRODUCTION | Engine RUN-5F3B32BB976D4AE2 / 2026-09 / Core 0.965
QSOR-0002799 | EXP-0480 | 493.4358 | 0.96327 | 475.3097 |  | 0 | 0% | 475.3097 | -3.673% | PASS | PUBLISH | PRODUCTION | Engine RUN-5F3B32BB976D4AE2 / 2026-09 / Core 0.965
QSOR-0002800 | EXP-0480 | 513.4808 | 0.96327 | 494.6184 |  | 0 | 0% | 494.6184 | -3.673% | PASS | PUBLISH | PRODUCTION | Engine RUN-5F3B32BB976D4AE2 / 2026-09 / Core 0.965
QSOR-0002801 | EXP-0481 | 451.052 | 0.96327 | 434.4829 |  | 0 | 0% | 434.4829 | -3.673% | PASS | PUBLISH | PRODUCTION | Engine RUN-5F3B32BB976D4AE2 / 2026-09 / Core 0.965
QSOR-0002802 | EXP-0481 | 472.5997 | 0.96327 | 455.239 |  | 0 | 0% | 455.239 | -3.673% | PASS | PUBLISH | PRODUCTION | Engine RUN-5F3B32BB976D4AE2 / 2026-09 / Core 0.965
QSOR-0002803 | EXP-0481 | 552.5725 | 0.96327 | 532.274 |  | 0 | 0% | 532.274 | -3.673% | PASS | PUBLISH | PRODUCTION | Engine RUN-5F3B32BB976D4AE2 / 2026-09 / Core 0.965
QSOR-0002804 | EXP-0481 | 591.5796 | 0.96327 | 569.8482 |  | 0 | 0% | 569.8482 | -3.673% | PASS | PUBLISH | PRODUCTION | Engine RUN-5F3B32BB976D4AE2 / 2026-09 / Core 0.965
QSOR-0002805 | EXP-0481 | 641.232 | 0.96327 | 617.6767 |  | 0 | 0% | 617.6767 | -3.673% | PASS | PUBLISH | PRODUCTION | Engine RUN-5F3B32BB976D4AE2 / 2026-09 / Core 0.965
QSOR-0002806 | EXP-0481 | 705.3782 | 0.96327 | 679.4665 |  | 0 | 0% | 679.4665 | -3.673% | PASS | PUBLISH | PRODUCTION | Engine RUN-5F3B32BB976D4AE2 / 2026-09 / Core 0.965
QSOR-0002807 | EXP-0482 | 15.8255 | 0.96002 | 15.1927 |  | 0 | 0% | 15.1927 | -3.998% | PASS | PUBLISH | PRODUCTION | Engine RUN-5F3B32BB976D4AE2 / 2026-09 / Core 0.965
QSOR-0002808 | EXP-0482 | 19.4119 | 0.96002 | 18.6357 |  | 0 | 0% | 18.6357 | -3.998% | PASS | PUBLISH | PRODUCTION | Engine RUN-5F3B32BB976D4AE2 / 2026-09 / Core 0.965
QSOR-0002809 | EXP-0482 | 24.7983 | 0.96002 | 23.8068 |  | 0 | 0% | 23.8068 | -3.998% | PASS | PUBLISH | PRODUCTION | Engine RUN-5F3B32BB976D4AE2 / 2026-09 / Core 0.965
QSOR-0002810 | EXP-0482 | 28.9146 | 0.96002 | 27.7585 |  | 0 | 0% | 27.7585 | -3.998% | PASS | PUBLISH | PRODUCTION | Engine RUN-5F3B32BB976D4AE2 / 2026-09 / Core 0.965
QSOR-0002811 | EXP-0482 | 44.1661 | 0.96002 | 42.4002 |  | 0 | 0% | 42.4002 | -3.998% | PASS | PUBLISH | PRODUCTION | Engine RUN-5F3B32BB976D4AE2 / 2026-09 / Core 0.965
QSOR-0002812 | EXP-0482 | 59.2841 | 0.96002 | 56.9137 |  | 0 | 0% | 56.9137 | -3.998% | PASS | PUBLISH | PRODUCTION | Engine RUN-5F3B32BB976D4AE2 / 2026-09 / Core 0.965
QSOR-0002813 | EXP-0482 | 69.7282 | 0.96002 | 66.9402 |  | 0 | 0% | 66.9402 | -3.998% | PASS | PUBLISH | PRODUCTION | Engine RUN-5F3B32BB976D4AE2 / 2026-09 / Core 0.965
QSOR-0002814 | EXP-0482 | 87.1739 | 0.96002 | 83.6884 |  | 0 | 0% | 83.6884 | -3.998% | PASS | PUBLISH | PRODUCTION | Engine RUN-5F3B32BB976D4AE2 / 2026-09 / Core 0.965
QSOR-0002815 | EXP-0482 | 112.9229 | 0.96002 | 108.4079 |  | 0 | 0% | 108.4079 | -3.998% | PASS | PUBLISH | PRODUCTION | Engine RUN-5F3B32BB976D4AE2 / 2026-09 / Core 0.965
QSOR-0002816 | EXP-0482 | 138.6178 | 0.96002 | 133.0753 |  | 0 | 0% | 133.0753 | -3.998% | PASS | PUBLISH | PRODUCTION | Engine RUN-5F3B32BB976D4AE2 / 2026-09 / Core 0.965
QSOR-0002817 | EXP-0483 | 38.2604 | 0.96002 | 36.7306 |  | 0 | 0% | 36.7306 | -3.998% | PASS | PUBLISH | PRODUCTION | Engine RUN-5F3B32BB976D4AE2 / 2026-09 / Core 0.965
QSOR-0002818 | EXP-0483 | 40.0742 | 0.96002 | 38.4718 |  | 0 | 0% | 38.4718 | -3.998% | PASS | PUBLISH | PRODUCTION | Engine RUN-5F3B32BB976D4AE2 / 2026-09 / Core 0.965
QSOR-0002819 | EXP-0483 | 49.3577 | 0.96002 | 47.3842 |  | 0 | 0% | 47.3842 | -3.998% | PASS | PUBLISH | PRODUCTION | Engine RUN-5F3B32BB976D4AE2 / 2026-09 / Core 0.965
QSOR-0002820 | EXP-0483 | 63.9937 | 0.96002 | 61.4349 |  | 0 | 0% | 61.4349 | -3.998% | PASS | PUBLISH | PRODUCTION | Engine RUN-5F3B32BB976D4AE2 / 2026-09 / Core 0.965
QSOR-0002821 | EXP-0483 | 79.4095 | 0.96002 | 76.2344 |  | 0 | 0% | 76.2344 | -3.998% | PASS | PUBLISH | PRODUCTION | Engine RUN-5F3B32BB976D4AE2 / 2026-09 / Core 0.965
QSOR-0002822 | EXP-0483 | 88.0046 | 0.96002 | 84.4858 |  | 0 | 0% | 84.4858 | -3.998% | PASS | PUBLISH | PRODUCTION | Engine RUN-5F3B32BB976D4AE2 / 2026-09 / Core 0.965
QSOR-0002823 | EXP-0483 | 102.5488 | 0.96002 | 98.4485 |  | 0 | 0% | 98.4485 | -3.998% | PASS | PUBLISH | PRODUCTION | Engine RUN-5F3B32BB976D4AE2 / 2026-09 / Core 0.965
QSOR-0002824 | EXP-0483 | 129.4326 | 0.96002 | 124.2574 |  | 0 | 0% | 124.2574 | -3.998% | PASS | PUBLISH | PRODUCTION | Engine RUN-5F3B32BB976D4AE2 / 2026-09 / Core 0.965
QSOR-0002825 | EXP-0483 | 151.1083 | 0.96002 | 145.0664 |  | 0 | 0% | 145.0664 | -3.998% | PASS | PUBLISH | PRODUCTION | Engine RUN-5F3B32BB976D4AE2 / 2026-09 / Core 0.965
QSOR-0002826 | EXP-0484 | 24.1265 | 0.96002 | 23.1618 |  | 0 | 0% | 23.1618 | -3.998% | PASS | PUBLISH | PRODUCTION | Engine RUN-5F3B32BB976D4AE2 / 2026-09 / Core 0.965
QSOR-0002827 | EXP-0484 | 28.4563 | 0.96002 | 27.3185 |  | 0 | 0% | 27.3185 | -3.998% | PASS | PUBLISH | PRODUCTION | Engine RUN-5F3B32BB976D4AE2 / 2026-09 / Core 0.965
QSOR-0002828 | EXP-0484 | 32.4041 | 0.96002 | 31.1084 |  | 0 | 0% | 31.1084 | -3.998% | PASS | PUBLISH | PRODUCTION | Engine RUN-5F3B32BB976D4AE2 / 2026-09 / Core 0.965
QSOR-0002829 | EXP-0484 | 32.9987 | 0.96002 | 31.6793 |  | 0 | 0% | 31.6793 | -3.998% | PASS | PUBLISH | PRODUCTION | Engine RUN-5F3B32BB976D4AE2 / 2026-09 / Core 0.965
QSOR-0002830 | EXP-0484 | 40.753 | 0.96002 | 39.1235 |  | 0 | 0% | 39.1235 | -3.998% | PASS | PUBLISH | PRODUCTION | Engine RUN-5F3B32BB976D4AE2 / 2026-09 / Core 0.965
QSOR-0002831 | EXP-0484 | 54.1801 | 0.96002 | 52.0138 |  | 0 | 0% | 52.0138 | -3.998% | PASS | PUBLISH | PRODUCTION | Engine RUN-5F3B32BB976D4AE2 / 2026-09 / Core 0.965
QSOR-0002832 | EXP-0484 | 65.0783 | 0.96002 | 62.4762 |  | 0 | 0% | 62.4762 | -3.998% | PASS | PUBLISH | PRODUCTION | Engine RUN-5F3B32BB976D4AE2 / 2026-09 / Core 0.965
QSOR-0002833 | EXP-0484 | 95.1764 | 0.96002 | 91.3709 |  | 0 | 0% | 91.3709 | -3.998% | PASS | PUBLISH | PRODUCTION | Engine RUN-5F3B32BB976D4AE2 / 2026-09 / Core 0.965
QSOR-0002834 | EXP-0484 | 127.1038 | 0.96002 | 122.0217 |  | 0 | 0% | 122.0217 | -3.998% | PASS | PUBLISH | PRODUCTION | Engine RUN-5F3B32BB976D4AE2 / 2026-09 / Core 0.965
QSOR-0002835 | EXP-0484 | 175.977 | 0.96002 | 168.9407 |  | 0 | 0% | 168.9407 | -3.998% | PASS | PUBLISH | PRODUCTION | Engine RUN-5F3B32BB976D4AE2 / 2026-09 / Core 0.965
QSOR-0002836 | EXP-0485 | 34.4166 | 0.96002 | 33.0405 |  | 0 | 0% | 33.0405 | -3.998% | PASS | PUBLISH | PRODUCTION | Engine RUN-5F3B32BB976D4AE2 / 2026-09 / Core 0.965
QSOR-0002837 | EXP-0485 | 38.2315 | 0.96002 | 36.7029 |  | 0 | 0% | 36.7029 | -3.998% | PASS | PUBLISH | PRODUCTION | Engine RUN-5F3B32BB976D4AE2 / 2026-09 / Core 0.965
QSOR-0002838 | EXP-0485 | 38.2027 | 0.96002 | 36.6752 |  | 0 | 0% | 36.6752 | -3.998% | PASS | PUBLISH | PRODUCTION | Engine RUN-5F3B32BB976D4AE2 / 2026-09 / Core 0.965
QSOR-0002839 | EXP-0485 | 42.7892 | 0.96002 | 41.0783 |  | 0 | 0% | 41.0783 | -3.998% | PASS | PUBLISH | PRODUCTION | Engine RUN-5F3B32BB976D4AE2 / 2026-09 / Core 0.965
QSOR-0002840 | EXP-0485 | 56.7633 | 0.96002 | 54.4937 |  | 0 | 0% | 54.4937 | -3.998% | PASS | PUBLISH | PRODUCTION | Engine RUN-5F3B32BB976D4AE2 / 2026-09 / Core 0.965
QSOR-0002841 | EXP-0485 | 68.7651 | 0.96002 | 66.0156 |  | 0 | 0% | 66.0156 | -3.998% | PASS | PUBLISH | PRODUCTION | Engine RUN-5F3B32BB976D4AE2 / 2026-09 / Core 0.965
QSOR-0002842 | EXP-0485 | 79.6934 | 0.96002 | 76.5069 |  | 0 | 0% | 76.5069 | -3.998% | PASS | PUBLISH | PRODUCTION | Engine RUN-5F3B32BB976D4AE2 / 2026-09 / Core 0.965
QSOR-0002843 | EXP-0485 | 116.6262 | 0.96002 | 111.963 |  | 0 | 0% | 111.963 | -3.998% | PASS | PUBLISH | PRODUCTION | Engine RUN-5F3B32BB976D4AE2 / 2026-09 / Core 0.965
QSOR-0002844 | EXP-0485 | 183.8458 | 0.96002 | 176.495 |  | 0 | 0% | 176.495 | -3.998% | PASS | PUBLISH | PRODUCTION | Engine RUN-5F3B32BB976D4AE2 / 2026-09 / Core 0.965
QSOR-0002845 | EXP-0485 | 245.3272 | 0.96002 | 235.5181 |  | 0 | 0% | 235.5181 | -3.998% | PASS | PUBLISH | PRODUCTION | Engine RUN-5F3B32BB976D4AE2 / 2026-09 / Core 0.965
QSOR-0002846 | EXP-0486 | 54.1263 | 0.96002 | 51.9621 |  | 0 | 0% | 51.9621 | -3.998% | PASS | PUBLISH | PRODUCTION | Engine RUN-5F3B32BB976D4AE2 / 2026-09 / Core 0.965
QSOR-0002847 | EXP-0486 | 55.8391 | 0.96002 | 53.6065 |  | 0 | 0% | 53.6065 | -3.998% | PASS | PUBLISH | PRODUCTION | Engine RUN-5F3B32BB976D4AE2 / 2026-09 / Core 0.965
QSOR-0002848 | EXP-0486 | 57.5814 | 0.96002 | 55.2791 |  | 0 | 0% | 55.2791 | -3.998% | PASS | PUBLISH | PRODUCTION | Engine RUN-5F3B32BB976D4AE2 / 2026-09 / Core 0.965
QSOR-0002849 | EXP-0486 | 66.4938 | 0.96002 | 63.8352 |  | 0 | 0% | 63.8352 | -3.998% | PASS | PUBLISH | PRODUCTION | Engine RUN-5F3B32BB976D4AE2 / 2026-09 / Core 0.965
QSOR-0002850 | EXP-0486 | 86.7705 | 0.96002 | 83.3011 |  | 0 | 0% | 83.3011 | -3.998% | PASS | PUBLISH | PRODUCTION | Engine RUN-5F3B32BB976D4AE2 / 2026-09 / Core 0.965
QSOR-0002851 | EXP-0486 | 115.345 | 0.96002 | 110.7331 |  | 0 | 0% | 110.7331 | -3.998% | PASS | PUBLISH | PRODUCTION | Engine RUN-5F3B32BB976D4AE2 / 2026-09 / Core 0.965
QSOR-0002852 | EXP-0486 | 126.1543 | 0.96002 | 121.1102 |  | 0 | 0% | 121.1102 | -3.998% | PASS | PUBLISH | PRODUCTION | Engine RUN-5F3B32BB976D4AE2 / 2026-09 / Core 0.965
QSOR-0002853 | EXP-0486 | 143.2775 | 0.96002 | 137.5487 |  | 0 | 0% | 137.5487 | -3.998% | PASS | PUBLISH | PRODUCTION | Engine RUN-5F3B32BB976D4AE2 / 2026-09 / Core 0.965
QSOR-0002854 | EXP-0486 | 177.1426 | 0.96002 | 170.0598 |  | 0 | 0% | 170.0598 | -3.998% | PASS | PUBLISH | PRODUCTION | Engine RUN-5F3B32BB976D4AE2 / 2026-09 / Core 0.965
QSOR-0002855 | EXP-0486 | 241.0271 | 0.96002 | 231.39 |  | 0 | 0% | 231.39 | -3.998% | PASS | PUBLISH | PRODUCTION | Engine RUN-5F3B32BB976D4AE2 / 2026-09 / Core 0.965
QSOR-0002856 | EXP-0487 | 24.754 | 0.96002 | 23.7643 |  | 0 | 0% | 23.7643 | -3.998% | PASS | PUBLISH | PRODUCTION | Engine RUN-5F3B32BB976D4AE2 / 2026-09 / Core 0.965
QSOR-0002857 | EXP-0487 | 30.3488 | 0.96002 | 29.1354 |  | 0 | 0% | 29.1354 | -3.998% | PASS | PUBLISH | PRODUCTION | Engine RUN-5F3B32BB976D4AE2 / 2026-09 / Core 0.965
QSOR-0002858 | EXP-0487 | 26.3528 | 0.96002 | 25.2991 |  | 0 | 0% | 25.2991 | -3.998% | PASS | PUBLISH | PRODUCTION | Engine RUN-5F3B32BB976D4AE2 / 2026-09 / Core 0.965
QSOR-0002859 | EXP-0487 | 30.1151 | 0.96002 | 28.911 |  | 0 | 0% | 28.911 | -3.998% | PASS | PUBLISH | PRODUCTION | Engine RUN-5F3B32BB976D4AE2 / 2026-09 / Core 0.965
QSOR-0002860 | EXP-0487 | 37.6841 | 0.96002 | 36.1774 |  | 0 | 0% | 36.1774 | -3.998% | PASS | PUBLISH | PRODUCTION | Engine RUN-5F3B32BB976D4AE2 / 2026-09 / Core 0.965
QSOR-0002861 | EXP-0487 | 55.8216 | 0.96002 | 53.5896 |  | 0 | 0% | 53.5896 | -3.998% | PASS | PUBLISH | PRODUCTION | Engine RUN-5F3B32BB976D4AE2 / 2026-09 / Core 0.965
QSOR-0002862 | EXP-0487 | 66.5413 | 0.96002 | 63.8807 |  | 0 | 0% | 63.8807 | -3.998% | PASS | PUBLISH | PRODUCTION | Engine RUN-5F3B32BB976D4AE2 / 2026-09 / Core 0.965
QSOR-0002863 | EXP-0487 | 98.836 | 0.96002 | 94.8842 |  | 0 | 0% | 94.8842 | -3.998% | PASS | PUBLISH | PRODUCTION | Engine RUN-5F3B32BB976D4AE2 / 2026-09 / Core 0.965
QSOR-0002864 | EXP-0488 | 65.1746 | 0.96002 | 62.5687 |  | 0 | 0% | 62.5687 | -3.998% | PASS | PUBLISH | PRODUCTION | Engine RUN-5F3B32BB976D4AE2 / 2026-09 / Core 0.965
QSOR-0002865 | EXP-0488 | 71.0505 | 0.96002 | 68.2097 |  | 0 | 0% | 68.2097 | -3.998% | PASS | PUBLISH | PRODUCTION | Engine RUN-5F3B32BB976D4AE2 / 2026-09 / Core 0.965
QSOR-0002866 | EXP-0488 | 83.2218 | 0.96002 | 79.8942 |  | 0 | 0% | 79.8942 | -3.998% | PASS | PUBLISH | PRODUCTION | Engine RUN-5F3B32BB976D4AE2 / 2026-09 / Core 0.965
QSOR-0002867 | EXP-0488 | 95.5154 | 0.96002 | 91.6963 |  | 0 | 0% | 91.6963 | -3.998% | PASS | PUBLISH | PRODUCTION | Engine RUN-5F3B32BB976D4AE2 / 2026-09 / Core 0.965
QSOR-0002868 | EXP-0488 | 123.4065 | 0.96002 | 118.4723 |  | 0 | 0% | 118.4723 | -3.998% | PASS | PUBLISH | PRODUCTION | Engine RUN-5F3B32BB976D4AE2 / 2026-09 / Core 0.965
QSOR-0002869 | EXP-0488 | 148.9201 | 0.96002 | 142.9657 |  | 0 | 0% | 142.9657 | -3.998% | PASS | PUBLISH | PRODUCTION | Engine RUN-5F3B32BB976D4AE2 / 2026-09 / Core 0.965
QSOR-0002870 | EXP-0489 | 84.1094 | 0.96002 | 80.7464 |  | 0 | 0% | 80.7464 | -3.998% | PASS | PUBLISH | PRODUCTION | Engine RUN-5F3B32BB976D4AE2 / 2026-09 / Core 0.965
QSOR-0002871 | EXP-0489 | 74.4089 | 0.96002 | 71.4338 |  | 0 | 0% | 71.4338 | -3.998% | PASS | PUBLISH | PRODUCTION | Engine RUN-5F3B32BB976D4AE2 / 2026-09 / Core 0.965
QSOR-0002872 | EXP-0489 | 80.4259 | 0.96002 | 77.2102 |  | 0 | 0% | 77.2102 | -3.998% | PASS | PUBLISH | PRODUCTION | Engine RUN-5F3B32BB976D4AE2 / 2026-09 / Core 0.965
QSOR-0002873 | EXP-0489 | 93.6654 | 0.96002 | 89.9203 |  | 0 | 0% | 89.9203 | -3.998% | PASS | PUBLISH | PRODUCTION | Engine RUN-5F3B32BB976D4AE2 / 2026-09 / Core 0.965
QSOR-0002874 | EXP-0489 | 116.0684 | 0.96002 | 111.4276 |  | 0 | 0% | 111.4276 | -3.998% | PASS | PUBLISH | PRODUCTION | Engine RUN-5F3B32BB976D4AE2 / 2026-09 / Core 0.965
QSOR-0002875 | EXP-0489 | 149.5161 | 0.96002 | 143.5379 |  | 0 | 0% | 143.5379 | -3.998% | PASS | PUBLISH | PRODUCTION | Engine RUN-5F3B32BB976D4AE2 / 2026-09 / Core 0.965
QSOR-0002876 | EXP-0489 | 195.99 | 0.96002 | 188.1536 |  | 0 | 0% | 188.1536 | -3.998% | PASS | PUBLISH | PRODUCTION | Engine RUN-5F3B32BB976D4AE2 / 2026-09 / Core 0.965
QSOR-0002877 | EXP-0490 | 71.4519 | 0.96002 | 68.595 |  | 0 | 0% | 68.595 | -3.998% | PASS | PUBLISH | PRODUCTION | Engine RUN-5F3B32BB976D4AE2 / 2026-09 / Core 0.965
QSOR-0002878 | EXP-0490 | 78.8524 | 0.96002 | 75.6995 |  | 0 | 0% | 75.6995 | -3.998% | PASS | PUBLISH | PRODUCTION | Engine RUN-5F3B32BB976D4AE2 / 2026-09 / Core 0.965
QSOR-0002879 | EXP-0490 | 79.0091 | 0.96002 | 75.8501 |  | 0 | 0% | 75.8501 | -3.998% | PASS | PUBLISH | PRODUCTION | Engine RUN-5F3B32BB976D4AE2 / 2026-09 / Core 0.965
QSOR-0002880 | EXP-0490 | 88.3399 | 0.96002 | 84.8078 |  | 0 | 0% | 84.8078 | -3.998% | PASS | PUBLISH | PRODUCTION | Engine RUN-5F3B32BB976D4AE2 / 2026-09 / Core 0.965
QSOR-0002881 | EXP-0490 | 117.4182 | 0.96002 | 112.7234 |  | 0 | 0% | 112.7234 | -3.998% | PASS | PUBLISH | PRODUCTION | Engine RUN-5F3B32BB976D4AE2 / 2026-09 / Core 0.965
QSOR-0002882 | EXP-0490 | 142.1537 | 0.96002 | 136.4698 |  | 0 | 0% | 136.4698 | -3.998% | PASS | PUBLISH | PRODUCTION | Engine RUN-5F3B32BB976D4AE2 / 2026-09 / Core 0.965
QSOR-0002883 | EXP-0490 | 165.3304 | 0.96002 | 158.7198 |  | 0 | 0% | 158.7198 | -3.998% | PASS | PUBLISH | PRODUCTION | Engine RUN-5F3B32BB976D4AE2 / 2026-09 / Core 0.965
QSOR-0002884 | EXP-0491 | 88.5971 | 0.96002 | 85.0547 |  | 0 | 0% | 85.0547 | -3.998% | PASS | PUBLISH | PRODUCTION | Engine RUN-5F3B32BB976D4AE2 / 2026-09 / Core 0.965
QSOR-0002885 | EXP-0491 | 110.3832 | 0.96002 | 105.9696 |  | 0 | 0% | 105.9696 | -3.998% | PASS | PUBLISH | PRODUCTION | Engine RUN-5F3B32BB976D4AE2 / 2026-09 / Core 0.965
QSOR-0002886 | EXP-0491 | 169.9165 | 0.96002 | 163.1226 |  | 0 | 0% | 163.1226 | -3.998% | PASS | PUBLISH | PRODUCTION | Engine RUN-5F3B32BB976D4AE2 / 2026-09 / Core 0.965
QSOR-0002887 | EXP-0492 | 183.431 | 0.96002 | 176.0967 |  | 0 | 0% | 176.0967 | -3.998% | PASS | PUBLISH | PRODUCTION | Engine RUN-5F3B32BB976D4AE2 / 2026-09 / Core 0.965
QSOR-0002888 | EXP-0492 | 244.3665 | 0.96002 | 234.5958 |  | 0 | 0% | 234.5958 | -3.998% | PASS | PUBLISH | PRODUCTION | Engine RUN-5F3B32BB976D4AE2 / 2026-09 / Core 0.965
QSOR-0002889 | EXP-0493 | 176.6206 | 0.96002 | 169.5586 |  | 0 | 0% | 169.5586 | -3.998% | PASS | PUBLISH | PRODUCTION | Engine RUN-5F3B32BB976D4AE2 / 2026-09 / Core 0.965
QSOR-0002890 | EXP-0493 | 205.435 | 0.96002 | 197.2209 |  | 0 | 0% | 197.2209 | -3.998% | PASS | PUBLISH | PRODUCTION | Engine RUN-5F3B32BB976D4AE2 / 2026-09 / Core 0.965
QSOR-0002891 | EXP-0493 | 257.2847 | 0.96002 | 246.9975 |  | 0 | 0% | 246.9975 | -3.998% | PASS | PUBLISH | PRODUCTION | Engine RUN-5F3B32BB976D4AE2 / 2026-09 / Core 0.965
QSOR-0002892 | EXP-0494 | 85.2888 | 0.96002 | 81.8786 |  | 0 | 0% | 81.8786 | -3.998% | PASS | PUBLISH | PRODUCTION | Engine RUN-5F3B32BB976D4AE2 / 2026-09 / Core 0.965
QSOR-0002893 | EXP-0494 | 112.5267 | 0.96002 | 108.0275 |  | 0 | 0% | 108.0275 | -3.998% | PASS | PUBLISH | PRODUCTION | Engine RUN-5F3B32BB976D4AE2 / 2026-09 / Core 0.965
QSOR-0002894 | EXP-0494 | 155.4243 | 0.96002 | 149.2098 |  | 0 | 0% | 149.2098 | -3.998% | PASS | PUBLISH | PRODUCTION | Engine RUN-5F3B32BB976D4AE2 / 2026-09 / Core 0.965
QSOR-0002895 | EXP-0495 | 224.017 | 0.96002 | 215.06 |  | 0 | 0% | 215.06 | -3.998% | PASS | PUBLISH | PRODUCTION | Engine RUN-5F3B32BB976D4AE2 / 2026-09 / Core 0.965
QSOR-0002896 | EXP-0495 | 246.715 | 0.96002 | 236.8504 |  | 0 | 0% | 236.8504 | -3.998% | PASS | PUBLISH | PRODUCTION | Engine RUN-5F3B32BB976D4AE2 / 2026-09 / Core 0.965
QSOR-0002897 | EXP-0495 | 308.5687 | 0.96002 | 296.231 |  | 0 | 0% | 296.231 | -3.998% | PASS | PUBLISH | PRODUCTION | Engine RUN-5F3B32BB976D4AE2 / 2026-09 / Core 0.965
QSOR-0002898 | EXP-0496 | 116.5495 | 0.96002 | 111.8894 |  | 0 | 0% | 111.8894 | -3.998% | PASS | PUBLISH | PRODUCTION | Engine RUN-5F3B32BB976D4AE2 / 2026-09 / Core 0.965
QSOR-0002899 | EXP-0496 | 139.5641 | 0.96002 | 133.9838 |  | 0 | 0% | 133.9838 | -3.998% | PASS | PUBLISH | PRODUCTION | Engine RUN-5F3B32BB976D4AE2 / 2026-09 / Core 0.965
QSOR-0002900 | EXP-0496 | 193.2447 | 0.96002 | 185.5181 |  | 0 | 0% | 185.5181 | -3.998% | PASS | PUBLISH | PRODUCTION | Engine RUN-5F3B32BB976D4AE2 / 2026-09 / Core 0.965
QSOR-0002901 | EXP-0497 | 18.5895 | 0.96002 | 17.8462 |  | 0 | 0% | 17.8462 | -3.998% | PASS | PUBLISH | PRODUCTION | Engine RUN-5F3B32BB976D4AE2 / 2026-09 / Core 0.965
QSOR-0002902 | EXP-0497 | 20.7057 | 0.96002 | 19.8778 |  | 0 | 0% | 19.8778 | -3.998% | PASS | PUBLISH | PRODUCTION | Engine RUN-5F3B32BB976D4AE2 / 2026-09 / Core 0.965
QSOR-0002903 | EXP-0497 | 22.9275 | 0.96002 | 22.0108 |  | 0 | 0% | 22.0108 | -3.998% | PASS | PUBLISH | PRODUCTION | Engine RUN-5F3B32BB976D4AE2 / 2026-09 / Core 0.965
QSOR-0002904 | EXP-0497 | 27.4637 | 0.96002 | 26.3656 |  | 0 | 0% | 26.3656 | -3.998% | PASS | PUBLISH | PRODUCTION | Engine RUN-5F3B32BB976D4AE2 / 2026-09 / Core 0.965
QSOR-0002905 | EXP-0497 | 35.1453 | 0.96002 | 33.7401 |  | 0 | 0% | 33.7401 | -3.998% | PASS | PUBLISH | PRODUCTION | Engine RUN-5F3B32BB976D4AE2 / 2026-09 / Core 0.965
QSOR-0002906 | EXP-0497 | 50.4603 | 0.96002 | 48.4427 |  | 0 | 0% | 48.4427 | -3.998% | PASS | PUBLISH | PRODUCTION | Engine RUN-5F3B32BB976D4AE2 / 2026-09 / Core 0.965
QSOR-0002907 | EXP-0498 | 34.7242 | 0.96002 | 33.3358 |  | 0 | 0% | 33.3358 | -3.998% | PASS | PUBLISH | PRODUCTION | Engine RUN-5F3B32BB976D4AE2 / 2026-09 / Core 0.965
QSOR-0002908 | EXP-0498 | 40.2938 | 0.96002 | 38.6827 |  | 0 | 0% | 38.6827 | -3.998% | PASS | PUBLISH | PRODUCTION | Engine RUN-5F3B32BB976D4AE2 / 2026-09 / Core 0.965
QSOR-0002909 | EXP-0498 | 44.877 | 0.96002 | 43.0827 |  | 0 | 0% | 43.0827 | -3.998% | PASS | PUBLISH | PRODUCTION | Engine RUN-5F3B32BB976D4AE2 / 2026-09 / Core 0.965
QSOR-0002910 | EXP-0498 | 52.543 | 0.96002 | 50.4421 |  | 0 | 0% | 50.4421 | -3.998% | PASS | PUBLISH | PRODUCTION | Engine RUN-5F3B32BB976D4AE2 / 2026-09 / Core 0.965
QSOR-0002911 | EXP-0498 | 60.4825 | 0.96002 | 58.0642 |  | 0 | 0% | 58.0642 | -3.998% | PASS | PUBLISH | PRODUCTION | Engine RUN-5F3B32BB976D4AE2 / 2026-09 / Core 0.965
QSOR-0002912 | EXP-0499 | 32.8928 | 0.96002 | 31.5776 |  | 0 | 0% | 31.5776 | -3.998% | PASS | PUBLISH | PRODUCTION | Engine RUN-5F3B32BB976D4AE2 / 2026-09 / Core 0.965
QSOR-0002913 | EXP-0499 | 37.9668 | 0.96002 | 36.4488 |  | 0 | 0% | 36.4488 | -3.998% | PASS | PUBLISH | PRODUCTION | Engine RUN-5F3B32BB976D4AE2 / 2026-09 / Core 0.965
QSOR-0002914 | EXP-0499 | 40.2731 | 0.96002 | 38.6628 |  | 0 | 0% | 38.6628 | -3.998% | PASS | PUBLISH | PRODUCTION | Engine RUN-5F3B32BB976D4AE2 / 2026-09 / Core 0.965
QSOR-0002915 | EXP-0499 | 44.8376 | 0.96002 | 43.0449 |  | 0 | 0% | 43.0449 | -3.998% | PASS | PUBLISH | PRODUCTION | Engine RUN-5F3B32BB976D4AE2 / 2026-09 / Core 0.965
QSOR-0002916 | EXP-0499 | 58.7742 | 0.96002 | 56.4242 |  | 0 | 0% | 56.4242 | -3.998% | PASS | PUBLISH | PRODUCTION | Engine RUN-5F3B32BB976D4AE2 / 2026-09 / Core 0.965
QSOR-0002917 | EXP-0499 | 69.1736 | 0.96002 | 66.4078 |  | 0 | 0% | 66.4078 | -3.998% | PASS | PUBLISH | PRODUCTION | Engine RUN-5F3B32BB976D4AE2 / 2026-09 / Core 0.965
QSOR-0002918 | EXP-0500 | 41.2528 | 0.96002 | 39.6033 |  | 0 | 0% | 39.6033 | -3.998% | PASS | PUBLISH | PRODUCTION | Engine RUN-5F3B32BB976D4AE2 / 2026-09 / Core 0.965
QSOR-0002919 | EXP-0500 | 43.886 | 0.96002 | 42.1312 |  | 0 | 0% | 42.1312 | -3.998% | PASS | PUBLISH | PRODUCTION | Engine RUN-5F3B32BB976D4AE2 / 2026-09 / Core 0.965
QSOR-0002920 | EXP-0500 | 46.4045 | 0.96002 | 44.5491 |  | 0 | 0% | 44.5491 | -3.998% | PASS | PUBLISH | PRODUCTION | Engine RUN-5F3B32BB976D4AE2 / 2026-09 / Core 0.965
QSOR-0002921 | EXP-0500 | 55.9205 | 0.96002 | 53.6846 |  | 0 | 0% | 53.6846 | -3.998% | PASS | PUBLISH | PRODUCTION | Engine RUN-5F3B32BB976D4AE2 / 2026-09 / Core 0.965
QSOR-0002922 | EXP-0500 | 74.8602 | 0.96002 | 71.867 |  | 0 | 0% | 71.867 | -3.998% | PASS | PUBLISH | PRODUCTION | Engine RUN-5F3B32BB976D4AE2 / 2026-09 / Core 0.965
QSOR-0002923 | EXP-0500 | 81.4099 | 0.96002 | 78.1549 |  | 0 | 0% | 78.1549 | -3.998% | PASS | PUBLISH | PRODUCTION | Engine RUN-5F3B32BB976D4AE2 / 2026-09 / Core 0.965
QSOR-0002924 | EXP-0501 | 55.9635 | 0.96002 | 53.7259 |  | 0 | 0% | 53.7259 | -3.998% | PASS | PUBLISH | PRODUCTION | Engine RUN-5F3B32BB976D4AE2 / 2026-09 / Core 0.965
QSOR-0002925 | EXP-0501 | 58.1445 | 0.96002 | 55.8197 |  | 0 | 0% | 55.8197 | -3.998% | PASS | PUBLISH | PRODUCTION | Engine RUN-5F3B32BB976D4AE2 / 2026-09 / Core 0.965
QSOR-0002926 | EXP-0501 | 64.2359 | 0.96002 | 61.6675 |  | 0 | 0% | 61.6675 | -3.998% | PASS | PUBLISH | PRODUCTION | Engine RUN-5F3B32BB976D4AE2 / 2026-09 / Core 0.965
QSOR-0002927 | EXP-0501 | 71.4234 | 0.96002 | 68.5677 |  | 0 | 0% | 68.5677 | -3.998% | PASS | PUBLISH | PRODUCTION | Engine RUN-5F3B32BB976D4AE2 / 2026-09 / Core 0.965
QSOR-0002928 | EXP-0501 | 88.7472 | 0.96002 | 85.1988 |  | 0 | 0% | 85.1988 | -3.998% | PASS | PUBLISH | PRODUCTION | Engine RUN-5F3B32BB976D4AE2 / 2026-09 / Core 0.965
QSOR-0002929 | EXP-0501 | 95.5209 | 0.96002 | 91.7016 |  | 0 | 0% | 91.7016 | -3.998% | PASS | PUBLISH | PRODUCTION | Engine RUN-5F3B32BB976D4AE2 / 2026-09 / Core 0.965
QSOR-0002930 | EXP-0502 | 32 | 0.96002 | 30.7205 |  | 0 | 0% | 30.7205 | -3.998% | PASS | PUBLISH | PRODUCTION | Engine RUN-5F3B32BB976D4AE2 / 2026-09 / Core 0.965
QSOR-0002931 | EXP-0502 | 36.0639 | 0.96002 | 34.622 |  | 0 | 0% | 34.622 | -3.998% | PASS | PUBLISH | PRODUCTION | Engine RUN-5F3B32BB976D4AE2 / 2026-09 / Core 0.965
QSOR-0002932 | EXP-0502 | 40.1422 | 0.96002 | 38.5371 |  | 0 | 0% | 38.5371 | -3.998% | PASS | PUBLISH | PRODUCTION | Engine RUN-5F3B32BB976D4AE2 / 2026-09 / Core 0.965
QSOR-0002933 | EXP-0502 | 45.6203 | 0.96002 | 43.7963 |  | 0 | 0% | 43.7963 | -3.998% | PASS | PUBLISH | PRODUCTION | Engine RUN-5F3B32BB976D4AE2 / 2026-09 / Core 0.965
QSOR-0002934 | EXP-0502 | 57.863 | 0.96002 | 55.5495 |  | 0 | 0% | 55.5495 | -3.998% | PASS | PUBLISH | PRODUCTION | Engine RUN-5F3B32BB976D4AE2 / 2026-09 / Core 0.965
QSOR-0002935 | EXP-0502 | 73.8853 | 0.96002 | 70.9311 |  | 0 | 0% | 70.9311 | -3.998% | PASS | PUBLISH | PRODUCTION | Engine RUN-5F3B32BB976D4AE2 / 2026-09 / Core 0.965
QSOR-0002936 | EXP-0503 | 57.8918 | 0.96002 | 55.5771 |  | 0 | 0% | 55.5771 | -3.998% | PASS | PUBLISH | PRODUCTION | Engine RUN-5F3B32BB976D4AE2 / 2026-09 / Core 0.965
QSOR-0002937 | EXP-0503 | 63.5949 | 0.96002 | 61.0521 |  | 0 | 0% | 61.0521 | -3.998% | PASS | PUBLISH | PRODUCTION | Engine RUN-5F3B32BB976D4AE2 / 2026-09 / Core 0.965
QSOR-0002938 | EXP-0503 | 70.5807 | 0.96002 | 67.7587 |  | 0 | 0% | 67.7587 | -3.998% | PASS | PUBLISH | PRODUCTION | Engine RUN-5F3B32BB976D4AE2 / 2026-09 / Core 0.965
QSOR-0002939 | EXP-0503 | 84.5212 | 0.96002 | 81.1417 |  | 0 | 0% | 81.1417 | -3.998% | PASS | PUBLISH | PRODUCTION | Engine RUN-5F3B32BB976D4AE2 / 2026-09 / Core 0.965
QSOR-0002940 | EXP-0503 | 100.2639 | 0.96002 | 96.255 |  | 0 | 0% | 96.255 | -3.998% | PASS | PUBLISH | PRODUCTION | Engine RUN-5F3B32BB976D4AE2 / 2026-09 / Core 0.965
QSOR-0002941 | EXP-0504 | 54.2215 | 0.96002 | 52.0535 |  | 0 | 0% | 52.0535 | -3.998% | PASS | PUBLISH | PRODUCTION | Engine RUN-5F3B32BB976D4AE2 / 2026-09 / Core 0.965
QSOR-0002942 | EXP-0504 | 60.8782 | 0.96002 | 58.4441 |  | 0 | 0% | 58.4441 | -3.998% | PASS | PUBLISH | PRODUCTION | Engine RUN-5F3B32BB976D4AE2 / 2026-09 / Core 0.965
QSOR-0002943 | EXP-0504 | 63.1792 | 0.96002 | 60.653 |  | 0 | 0% | 60.653 | -3.998% | PASS | PUBLISH | PRODUCTION | Engine RUN-5F3B32BB976D4AE2 / 2026-09 / Core 0.965
QSOR-0002944 | EXP-0504 | 71.8275 | 0.96002 | 68.9555 |  | 0 | 0% | 68.9555 | -3.998% | PASS | PUBLISH | PRODUCTION | Engine RUN-5F3B32BB976D4AE2 / 2026-09 / Core 0.965
QSOR-0002945 | EXP-0504 | 92.7096 | 0.96002 | 89.0027 |  | 0 | 0% | 89.0027 | -3.998% | PASS | PUBLISH | PRODUCTION | Engine RUN-5F3B32BB976D4AE2 / 2026-09 / Core 0.965
QSOR-0002946 | EXP-0504 | 110.341 | 0.96002 | 105.9291 |  | 0 | 0% | 105.9291 | -3.998% | PASS | PUBLISH | PRODUCTION | Engine RUN-5F3B32BB976D4AE2 / 2026-09 / Core 0.965
QSOR-0002947 | EXP-0505 | 64.2556 | 0.96002 | 61.6864 |  | 0 | 0% | 61.6864 | -3.998% | PASS | PUBLISH | PRODUCTION | Engine RUN-5F3B32BB976D4AE2 / 2026-09 / Core 0.965
QSOR-0002948 | EXP-0505 | 67.4787 | 0.96002 | 64.7806 |  | 0 | 0% | 64.7806 | -3.998% | PASS | PUBLISH | PRODUCTION | Engine RUN-5F3B32BB976D4AE2 / 2026-09 / Core 0.965
QSOR-0002949 | EXP-0505 | 69.3575 | 0.96002 | 66.5843 |  | 0 | 0% | 66.5843 | -3.998% | PASS | PUBLISH | PRODUCTION | Engine RUN-5F3B32BB976D4AE2 / 2026-09 / Core 0.965
QSOR-0002950 | EXP-0505 | 85.4877 | 0.96002 | 82.0696 |  | 0 | 0% | 82.0696 | -3.998% | PASS | PUBLISH | PRODUCTION | Engine RUN-5F3B32BB976D4AE2 / 2026-09 / Core 0.965
QSOR-0002951 | EXP-0505 | 111.5876 | 0.96002 | 107.1259 |  | 0 | 0% | 107.1259 | -3.998% | PASS | PUBLISH | PRODUCTION | Engine RUN-5F3B32BB976D4AE2 / 2026-09 / Core 0.965
QSOR-0002952 | EXP-0505 | 125.3551 | 0.96002 | 120.343 |  | 0 | 0% | 120.343 | -3.998% | PASS | PUBLISH | PRODUCTION | Engine RUN-5F3B32BB976D4AE2 / 2026-09 / Core 0.965
QSOR-0002953 | EXP-0506 | 82.842 | 0.96002 | 79.5297 |  | 0 | 0% | 79.5297 | -3.998% | PASS | PUBLISH | PRODUCTION | Engine RUN-5F3B32BB976D4AE2 / 2026-09 / Core 0.965
QSOR-0002954 | EXP-0506 | 84.5388 | 0.96002 | 81.1586 |  | 0 | 0% | 81.1586 | -3.998% | PASS | PUBLISH | PRODUCTION | Engine RUN-5F3B32BB976D4AE2 / 2026-09 / Core 0.965
QSOR-0002955 | EXP-0506 | 91.4088 | 0.96002 | 87.754 |  | 0 | 0% | 87.754 | -3.998% | PASS | PUBLISH | PRODUCTION | Engine RUN-5F3B32BB976D4AE2 / 2026-09 / Core 0.965
QSOR-0002956 | EXP-0506 | 103.8721 | 0.96002 | 99.7189 |  | 0 | 0% | 99.7189 | -3.998% | PASS | PUBLISH | PRODUCTION | Engine RUN-5F3B32BB976D4AE2 / 2026-09 / Core 0.965
QSOR-0002957 | EXP-0506 | 130.2014 | 0.96002 | 124.9955 |  | 0 | 0% | 124.9955 | -3.998% | PASS | PUBLISH | PRODUCTION | Engine RUN-5F3B32BB976D4AE2 / 2026-09 / Core 0.965
QSOR-0002958 | EXP-0506 | 141.3593 | 0.96002 | 135.7072 |  | 0 | 0% | 135.7072 | -3.998% | PASS | PUBLISH | PRODUCTION | Engine RUN-5F3B32BB976D4AE2 / 2026-09 / Core 0.965
QSOR-0002959 | EXP-0507 | 24.012 | 0.96002 | 23.0519 |  | 0 | 0% | 23.0519 | -3.998% | PASS | PUBLISH | PRODUCTION | Engine RUN-5F3B32BB976D4AE2 / 2026-09 / Core 0.965
QSOR-0002960 | EXP-0507 | 28.4246 | 0.96002 | 27.2881 |  | 0 | 0% | 27.2881 | -3.998% | PASS | PUBLISH | PRODUCTION | Engine RUN-5F3B32BB976D4AE2 / 2026-09 / Core 0.965
QSOR-0002961 | EXP-0507 | 44.0213 | 0.96002 | 42.2612 |  | 0 | 0% | 42.2612 | -3.998% | PASS | PUBLISH | PRODUCTION | Engine RUN-5F3B32BB976D4AE2 / 2026-09 / Core 0.965
QSOR-0002962 | EXP-0507 | 51.8398 | 0.96002 | 49.767 |  | 0 | 0% | 49.767 | -3.998% | PASS | PUBLISH | PRODUCTION | Engine RUN-5F3B32BB976D4AE2 / 2026-09 / Core 0.965
QSOR-0002963 | EXP-0507 | 80.7389 | 0.96002 | 77.5107 |  | 0 | 0% | 77.5107 | -3.998% | PASS | PUBLISH | PRODUCTION | Engine RUN-5F3B32BB976D4AE2 / 2026-09 / Core 0.965
QSOR-0002964 | EXP-0508 | 16.337 | 0.95537 | 15.6078 |  | 0 | 0% | 15.6078 | -4.463% | PASS | PUBLISH | PRODUCTION | Engine RUN-5F3B32BB976D4AE2 / 2026-09 / Core 0.965
QSOR-0002965 | EXP-0508 | 18.1392 | 0.95537 | 17.3296 |  | 0 | 0% | 17.3296 | -4.463% | PASS | PUBLISH | PRODUCTION | Engine RUN-5F3B32BB976D4AE2 / 2026-09 / Core 0.965
QSOR-0002966 | EXP-0508 | 21.3985 | 0.95537 | 20.4434 |  | 0 | 0% | 20.4434 | -4.463% | PASS | PUBLISH | PRODUCTION | Engine RUN-5F3B32BB976D4AE2 / 2026-09 / Core 0.965
QSOR-0002967 | EXP-0508 | 32.6379 | 0.95537 | 31.1812 |  | 0 | 0% | 31.1812 | -4.463% | PASS | PUBLISH | PRODUCTION | Engine RUN-5F3B32BB976D4AE2 / 2026-09 / Core 0.965
QSOR-0002968 | EXP-0508 | 38.4188 | 0.95537 | 36.704 |  | 0 | 0% | 36.704 | -4.463% | PASS | PUBLISH | PRODUCTION | Engine RUN-5F3B32BB976D4AE2 / 2026-09 / Core 0.965
QSOR-0002969 | EXP-0508 | 59.3747 | 0.95537 | 56.7246 |  | 0 | 0% | 56.7246 | -4.463% | PASS | PUBLISH | PRODUCTION | Engine RUN-5F3B32BB976D4AE2 / 2026-09 / Core 0.965
QSOR-0002970 | EXP-0509 | 12.6039 | 0.95537 | 12.0413 |  | 0 | 0% | 12.0413 | -4.463% | PASS | PUBLISH | PRODUCTION | Engine RUN-5F3B32BB976D4AE2 / 2026-09 / Core 0.965
QSOR-0002971 | EXP-0509 | 11.8087 | 0.95537 | 11.2816 |  | 0 | 0% | 11.2816 | -4.463% | PASS | PUBLISH | PRODUCTION | Engine RUN-5F3B32BB976D4AE2 / 2026-09 / Core 0.965
QSOR-0002972 | EXP-0509 | 18.4691 | 0.95537 | 17.6448 |  | 0 | 0% | 17.6448 | -4.463% | PASS | PUBLISH | PRODUCTION | Engine RUN-5F3B32BB976D4AE2 / 2026-09 / Core 0.965
QSOR-0002973 | EXP-0509 | 22.4899 | 0.95537 | 21.4861 |  | 0 | 0% | 21.4861 | -4.463% | PASS | PUBLISH | PRODUCTION | Engine RUN-5F3B32BB976D4AE2 / 2026-09 / Core 0.965
QSOR-0002974 | EXP-0509 | 27.4166 | 0.95537 | 26.1929 |  | 0 | 0% | 26.1929 | -4.463% | PASS | PUBLISH | PRODUCTION | Engine RUN-5F3B32BB976D4AE2 / 2026-09 / Core 0.965
QSOR-0002975 | EXP-0509 | 33.2767 | 0.95537 | 31.7915 |  | 0 | 0% | 31.7915 | -4.463% | PASS | PUBLISH | PRODUCTION | Engine RUN-5F3B32BB976D4AE2 / 2026-09 / Core 0.965
QSOR-0002976 | EXP-0510 | 47.7939 | 0.96327 | 46.0382 |  | 0 | 0% | 46.0382 | -3.673% | PASS | PUBLISH | PRODUCTION | Engine RUN-5F3B32BB976D4AE2 / 2026-09 / Core 0.965
QSOR-0002977 | EXP-0510 | 57.6492 | 0.96327 | 55.5315 |  | 0 | 0% | 55.5315 | -3.673% | PASS | PUBLISH | PRODUCTION | Engine RUN-5F3B32BB976D4AE2 / 2026-09 / Core 0.965
QSOR-0002978 | EXP-0510 | 68.5748 | 0.96327 | 66.0557 |  | 0 | 0% | 66.0557 | -3.673% | PASS | PUBLISH | PRODUCTION | Engine RUN-5F3B32BB976D4AE2 / 2026-09 / Core 0.965
QSOR-0002979 | EXP-0510 | 81.302 | 0.96327 | 78.3154 |  | 0 | 0% | 78.3154 | -3.673% | PASS | PUBLISH | PRODUCTION | Engine RUN-5F3B32BB976D4AE2 / 2026-09 / Core 0.965
QSOR-0002980 | EXP-0510 | 97.8141 | 0.96327 | 94.2209 |  | 0 | 0% | 94.2209 | -3.673% | PASS | PUBLISH | PRODUCTION | Engine RUN-5F3B32BB976D4AE2 / 2026-09 / Core 0.965
QSOR-0002981 | EXP-0510 | 106.6928 | 0.96327 | 102.7735 |  | 0 | 0% | 102.7735 | -3.673% | PASS | PUBLISH | PRODUCTION | Engine RUN-5F3B32BB976D4AE2 / 2026-09 / Core 0.965
QSOR-0002982 | EXP-0511 | 36.0531 | 0.96327 | 34.7287 |  | 0 | 0% | 34.7287 | -3.673% | PASS | PUBLISH | PRODUCTION | Engine RUN-5F3B32BB976D4AE2 / 2026-09 / Core 0.965
QSOR-0002983 | EXP-0511 | 40.9793 | 0.96327 | 39.4739 |  | 0 | 0% | 39.4739 | -3.673% | PASS | PUBLISH | PRODUCTION | Engine RUN-5F3B32BB976D4AE2 / 2026-09 / Core 0.965
QSOR-0002984 | EXP-0511 | 47.4487 | 0.96327 | 45.7057 |  | 0 | 0% | 45.7057 | -3.673% | PASS | PUBLISH | PRODUCTION | Engine RUN-5F3B32BB976D4AE2 / 2026-09 / Core 0.965
QSOR-0002985 | EXP-0512 | 12.6109 | 0.96327 | 12.1477 |  | 0 | 0% | 12.1477 | -3.673% | PASS | PUBLISH | PRODUCTION | Engine RUN-5F3B32BB976D4AE2 / 2026-09 / Core 0.965
QSOR-0002986 | EXP-0512 | 13.003 | 0.96327 | 12.5254 |  | 0 | 0% | 12.5254 | -3.673% | PASS | PUBLISH | PRODUCTION | Engine RUN-5F3B32BB976D4AE2 / 2026-09 / Core 0.965
QSOR-0002987 | EXP-0512 | 13.8336 | 0.96327 | 13.3254 |  | 0 | 0% | 13.3254 | -3.673% | PASS | PUBLISH | PRODUCTION | Engine RUN-5F3B32BB976D4AE2 / 2026-09 / Core 0.965
QSOR-0002988 | EXP-0512 | 14.556 | 0.96327 | 14.0213 |  | 0 | 0% | 14.0213 | -3.673% | PASS | PUBLISH | PRODUCTION | Engine RUN-5F3B32BB976D4AE2 / 2026-09 / Core 0.965
QSOR-0002989 | EXP-0512 | 16.1651 | 0.96327 | 15.5713 |  | 0 | 0% | 15.5713 | -3.673% | PASS | PUBLISH | PRODUCTION | Engine RUN-5F3B32BB976D4AE2 / 2026-09 / Core 0.965
QSOR-0002990 | EXP-0512 | 16.9808 | 0.96327 | 16.357 |  | 0 | 0% | 16.357 | -3.673% | PASS | PUBLISH | PRODUCTION | Engine RUN-5F3B32BB976D4AE2 / 2026-09 / Core 0.965
QSOR-0002991 | EXP-0512 | 19.459 | 0.96327 | 18.7442 |  | 0 | 0% | 18.7442 | -3.673% | PASS | PUBLISH | PRODUCTION | Engine RUN-5F3B32BB976D4AE2 / 2026-09 / Core 0.965
QSOR-0002992 | EXP-0512 | 20.5498 | 0.96327 | 19.7949 |  | 0 | 0% | 19.7949 | -3.673% | PASS | PUBLISH | PRODUCTION | Engine RUN-5F3B32BB976D4AE2 / 2026-09 / Core 0.965
QSOR-0002993 | EXP-0512 | 23.04 | 0.96327 | 22.1936 |  | 0 | 0% | 22.1936 | -3.673% | PASS | PUBLISH | PRODUCTION | Engine RUN-5F3B32BB976D4AE2 / 2026-09 / Core 0.965
QSOR-0002994 | EXP-0512 | 23.7609 | 0.96327 | 22.8881 |  | 0 | 0% | 22.8881 | -3.673% | PASS | PUBLISH | PRODUCTION | Engine RUN-5F3B32BB976D4AE2 / 2026-09 / Core 0.965
QSOR-0002995 | EXP-0512 | 26.5218 | 0.96327 | 25.5475 |  | 0 | 0% | 25.5475 | -3.673% | PASS | PUBLISH | PRODUCTION | Engine RUN-5F3B32BB976D4AE2 / 2026-09 / Core 0.965
QSOR-0002996 | EXP-0512 | 27.327 | 0.96327 | 26.3231 |  | 0 | 0% | 26.3231 | -3.673% | PASS | PUBLISH | PRODUCTION | Engine RUN-5F3B32BB976D4AE2 / 2026-09 / Core 0.965
QSOR-0002997 | EXP-0512 | 28.8911 | 0.96327 | 27.8298 |  | 0 | 0% | 27.8298 | -3.673% | PASS | PUBLISH | PRODUCTION | Engine RUN-5F3B32BB976D4AE2 / 2026-09 / Core 0.965
QSOR-0002998 | EXP-0512 | 32.0696 | 0.96327 | 30.8915 |  | 0 | 0% | 30.8915 | -3.673% | PASS | PUBLISH | PRODUCTION | Engine RUN-5F3B32BB976D4AE2 / 2026-09 / Core 0.965
QSOR-0002999 | EXP-0512 | 33.8395 | 0.96327 | 32.5964 |  | 0 | 0% | 32.5964 | -3.673% | PASS | PUBLISH | PRODUCTION | Engine RUN-5F3B32BB976D4AE2 / 2026-09 / Core 0.965
QSOR-0003000 | EXP-0513 | 26.6374 | 0.96002 | 25.5723 |  | 0 | 0% | 25.5723 | -3.998% | PASS | PUBLISH | PRODUCTION | Engine RUN-5F3B32BB976D4AE2 / 2026-09 / Core 0.965
QSOR-0003001 | EXP-0513 | 35.0285 | 0.96002 | 33.6279 |  | 0 | 0% | 33.6279 | -3.998% | PASS | PUBLISH | PRODUCTION | Engine RUN-5F3B32BB976D4AE2 / 2026-09 / Core 0.965
QSOR-0003002 | EXP-0513 | 45.3808 | 0.96002 | 43.5663 |  | 0 | 0% | 43.5663 | -3.998% | PASS | PUBLISH | PRODUCTION | Engine RUN-5F3B32BB976D4AE2 / 2026-09 / Core 0.965
QSOR-0003003 | EXP-0513 | 39.1381 | 0.96002 | 37.5732 |  | 0 | 0% | 37.5732 | -3.998% | PASS | PUBLISH | PRODUCTION | Engine RUN-5F3B32BB976D4AE2 / 2026-09 / Core 0.965
QSOR-0003004 | EXP-0513 | 45.4181 | 0.96002 | 43.6022 |  | 0 | 0% | 43.6022 | -3.998% | PASS | PUBLISH | PRODUCTION | Engine RUN-5F3B32BB976D4AE2 / 2026-09 / Core 0.965
QSOR-0003005 | EXP-0513 | 44.1145 | 0.96002 | 42.3506 |  | 0 | 0% | 42.3506 | -3.998% | PASS | PUBLISH | PRODUCTION | Engine RUN-5F3B32BB976D4AE2 / 2026-09 / Core 0.965
QSOR-0003006 | EXP-0513 | 64.8662 | 0.96002 | 62.2726 |  | 0 | 0% | 62.2726 | -3.998% | PASS | PUBLISH | PRODUCTION | Engine RUN-5F3B32BB976D4AE2 / 2026-09 / Core 0.965
QSOR-0003007 | EXP-0513 | 71.5139 | 0.96002 | 68.6545 |  | 0 | 0% | 68.6545 | -3.998% | PASS | PUBLISH | PRODUCTION | Engine RUN-5F3B32BB976D4AE2 / 2026-09 / Core 0.965
QSOR-0003008 | EXP-0513 | 74.5062 | 0.96002 | 71.5272 |  | 0 | 0% | 71.5272 | -3.998% | PASS | PUBLISH | PRODUCTION | Engine RUN-5F3B32BB976D4AE2 / 2026-09 / Core 0.965
QSOR-0003009 | EXP-0513 | 91.4895 | 0.96002 | 87.8314 |  | 0 | 0% | 87.8314 | -3.998% | PASS | PUBLISH | PRODUCTION | Engine RUN-5F3B32BB976D4AE2 / 2026-09 / Core 0.965
QSOR-0003010 | EXP-0513 | 122.5969 | 0.96002 | 117.695 |  | 0 | 0% | 117.695 | -3.998% | PASS | PUBLISH | PRODUCTION | Engine RUN-5F3B32BB976D4AE2 / 2026-09 / Core 0.965
QSOR-0003011 | EXP-0513 | 125.0205 | 0.96002 | 120.0217 |  | 0 | 0% | 120.0217 | -3.998% | PASS | PUBLISH | PRODUCTION | Engine RUN-5F3B32BB976D4AE2 / 2026-09 / Core 0.965
QSOR-0003012 | EXP-0513 | 119.8208 | 0.96002 | 115.0299 |  | 0 | 0% | 115.0299 | -3.998% | PASS | PUBLISH | PRODUCTION | Engine RUN-5F3B32BB976D4AE2 / 2026-09 / Core 0.965
QSOR-0003013 | EXP-0513 | 126.2309 | 0.96002 | 121.1837 |  | 0 | 0% | 121.1837 | -3.998% | PASS | PUBLISH | PRODUCTION | Engine RUN-5F3B32BB976D4AE2 / 2026-09 / Core 0.965
QSOR-0003014 | EXP-0513 | 132.3376 | 0.96002 | 127.0463 |  | 0 | 0% | 127.0463 | -3.998% | PASS | PUBLISH | PRODUCTION | Engine RUN-5F3B32BB976D4AE2 / 2026-09 / Core 0.965
QSOR-0003015 | EXP-0513 | 143.7678 | 0.96002 | 138.0194 |  | 0 | 0% | 138.0194 | -3.998% | PASS | PUBLISH | PRODUCTION | Engine RUN-5F3B32BB976D4AE2 / 2026-09 / Core 0.965
QSOR-0003016 | EXP-0513 | 151.768 | 0.96002 | 145.6997 |  | 0 | 0% | 145.6997 | -3.998% | PASS | PUBLISH | PRODUCTION | Engine RUN-5F3B32BB976D4AE2 / 2026-09 / Core 0.965
QSOR-0003017 | EXP-0514 | 12.9136 | 0.96002 | 12.3972 |  | 0 | 0% | 12.3972 | -3.998% | PASS | PUBLISH | PRODUCTION | Engine RUN-5F3B32BB976D4AE2 / 2026-09 / Core 0.965
QSOR-0003018 | EXP-0514 | 10.9312 | 0.96002 | 10.4941 |  | 0 | 0% | 10.4941 | -3.998% | PASS | PUBLISH | PRODUCTION | Engine RUN-5F3B32BB976D4AE2 / 2026-09 / Core 0.965
QSOR-0003019 | EXP-0514 | 14.0597 | 0.96002 | 13.4976 |  | 0 | 0% | 13.4976 | -3.998% | PASS | PUBLISH | PRODUCTION | Engine RUN-5F3B32BB976D4AE2 / 2026-09 / Core 0.965
QSOR-0003020 | EXP-0514 | 14.049 | 0.96002 | 13.4873 |  | 0 | 0% | 13.4873 | -3.998% | PASS | PUBLISH | PRODUCTION | Engine RUN-5F3B32BB976D4AE2 / 2026-09 / Core 0.965
QSOR-0003021 | EXP-0514 | 16.9122 | 0.96002 | 16.2359 |  | 0 | 0% | 16.2359 | -3.998% | PASS | PUBLISH | PRODUCTION | Engine RUN-5F3B32BB976D4AE2 / 2026-09 / Core 0.965
QSOR-0003022 | EXP-0514 | 13.564 | 0.96002 | 13.0217 |  | 0 | 0% | 13.0217 | -3.998% | PASS | PUBLISH | PRODUCTION | Engine RUN-5F3B32BB976D4AE2 / 2026-09 / Core 0.965
QSOR-0003023 | EXP-0514 | 18.2759 | 0.96002 | 17.5452 |  | 0 | 0% | 17.5452 | -3.998% | PASS | PUBLISH | PRODUCTION | Engine RUN-5F3B32BB976D4AE2 / 2026-09 / Core 0.965
QSOR-0003024 | EXP-0514 | 19.3117 | 0.96002 | 18.5395 |  | 0 | 0% | 18.5395 | -3.998% | PASS | PUBLISH | PRODUCTION | Engine RUN-5F3B32BB976D4AE2 / 2026-09 / Core 0.965
QSOR-0003025 | EXP-0514 | 16.1521 | 0.96002 | 15.5062 |  | 0 | 0% | 15.5062 | -3.998% | PASS | PUBLISH | PRODUCTION | Engine RUN-5F3B32BB976D4AE2 / 2026-09 / Core 0.965
QSOR-0003026 | EXP-0514 | 21.6847 | 0.96002 | 20.8176 |  | 0 | 0% | 20.8176 | -3.998% | PASS | PUBLISH | PRODUCTION | Engine RUN-5F3B32BB976D4AE2 / 2026-09 / Core 0.965
QSOR-0003027 | EXP-0514 | 23.2458 | 0.96002 | 22.3163 |  | 0 | 0% | 22.3163 | -3.998% | PASS | PUBLISH | PRODUCTION | Engine RUN-5F3B32BB976D4AE2 / 2026-09 / Core 0.965
QSOR-0003028 | EXP-0514 | 26.7289 | 0.96002 | 25.6601 |  | 0 | 0% | 25.6601 | -3.998% | PASS | PUBLISH | PRODUCTION | Engine RUN-5F3B32BB976D4AE2 / 2026-09 / Core 0.965
QSOR-0003029 | EXP-0514 | 28.7258 | 0.96002 | 27.5772 |  | 0 | 0% | 27.5772 | -3.998% | PASS | PUBLISH | PRODUCTION | Engine RUN-5F3B32BB976D4AE2 / 2026-09 / Core 0.965
QSOR-0003030 | EXP-0514 | 27.9481 | 0.96002 | 26.8306 |  | 0 | 0% | 26.8306 | -3.998% | PASS | PUBLISH | PRODUCTION | Engine RUN-5F3B32BB976D4AE2 / 2026-09 / Core 0.965
QSOR-0003031 | EXP-0514 | 29.5227 | 0.96002 | 28.3423 |  | 0 | 0% | 28.3423 | -3.998% | PASS | PUBLISH | PRODUCTION | Engine RUN-5F3B32BB976D4AE2 / 2026-09 / Core 0.965
QSOR-0003032 | EXP-0514 | 31.7969 | 0.96002 | 30.5255 |  | 0 | 0% | 30.5255 | -3.998% | PASS | PUBLISH | PRODUCTION | Engine RUN-5F3B32BB976D4AE2 / 2026-09 / Core 0.965
QSOR-0003033 | EXP-0514 | 33.7492 | 0.96002 | 32.3998 |  | 0 | 0% | 32.3998 | -3.998% | PASS | PUBLISH | PRODUCTION | Engine RUN-5F3B32BB976D4AE2 / 2026-09 / Core 0.965
QSOR-0003034 | EXP-0515 | 12.005 | 0.96002 | 11.525 |  | 0 | 0% | 11.525 | -3.998% | PASS | PUBLISH | PRODUCTION | Engine RUN-5F3B32BB976D4AE2 / 2026-09 / Core 0.965
QSOR-0003035 | EXP-0515 | 15.1644 | 0.96002 | 14.558 |  | 0 | 0% | 14.558 | -3.998% | PASS | PUBLISH | PRODUCTION | Engine RUN-5F3B32BB976D4AE2 / 2026-09 / Core 0.965
QSOR-0003036 | EXP-0515 | 15.5459 | 0.96002 | 14.9243 |  | 0 | 0% | 14.9243 | -3.998% | PASS | PUBLISH | PRODUCTION | Engine RUN-5F3B32BB976D4AE2 / 2026-09 / Core 0.965
QSOR-0003037 | EXP-0515 | 16.9626 | 0.96002 | 16.2844 |  | 0 | 0% | 16.2844 | -3.998% | PASS | PUBLISH | PRODUCTION | Engine RUN-5F3B32BB976D4AE2 / 2026-09 / Core 0.965
QSOR-0003038 | EXP-0515 | 18.9607 | 0.96002 | 18.2026 |  | 0 | 0% | 18.2026 | -3.998% | PASS | PUBLISH | PRODUCTION | Engine RUN-5F3B32BB976D4AE2 / 2026-09 / Core 0.965
QSOR-0003039 | EXP-0515 | 18.8864 | 0.96002 | 18.1313 |  | 0 | 0% | 18.1313 | -3.998% | PASS | PUBLISH | PRODUCTION | Engine RUN-5F3B32BB976D4AE2 / 2026-09 / Core 0.965
QSOR-0003040 | EXP-0515 | 19.4013 | 0.96002 | 18.6256 |  | 0 | 0% | 18.6256 | -3.998% | PASS | PUBLISH | PRODUCTION | Engine RUN-5F3B32BB976D4AE2 / 2026-09 / Core 0.965
QSOR-0003041 | EXP-0515 | 18.6041 | 0.96002 | 17.8602 |  | 0 | 0% | 17.8602 | -3.998% | PASS | PUBLISH | PRODUCTION | Engine RUN-5F3B32BB976D4AE2 / 2026-09 / Core 0.965
QSOR-0003042 | EXP-0515 | 21.5142 | 0.96002 | 20.654 |  | 0 | 0% | 20.654 | -3.998% | PASS | PUBLISH | PRODUCTION | Engine RUN-5F3B32BB976D4AE2 / 2026-09 / Core 0.965
QSOR-0003043 | EXP-0515 | 22.0888 | 0.96002 | 21.2056 |  | 0 | 0% | 21.2056 | -3.998% | PASS | PUBLISH | PRODUCTION | Engine RUN-5F3B32BB976D4AE2 / 2026-09 / Core 0.965
QSOR-0003044 | EXP-0515 | 23.6799 | 0.96002 | 22.7331 |  | 0 | 0% | 22.7331 | -3.998% | PASS | PUBLISH | PRODUCTION | Engine RUN-5F3B32BB976D4AE2 / 2026-09 / Core 0.965
QSOR-0003045 | EXP-0515 | 26.9148 | 0.96002 | 25.8387 |  | 0 | 0% | 25.8387 | -3.998% | PASS | PUBLISH | PRODUCTION | Engine RUN-5F3B32BB976D4AE2 / 2026-09 / Core 0.965
QSOR-0003046 | EXP-0515 | 27.5497 | 0.96002 | 26.4482 |  | 0 | 0% | 26.4482 | -3.998% | PASS | PUBLISH | PRODUCTION | Engine RUN-5F3B32BB976D4AE2 / 2026-09 / Core 0.965
QSOR-0003047 | EXP-0515 | 28.2868 | 0.96002 | 27.1558 |  | 0 | 0% | 27.1558 | -3.998% | PASS | PUBLISH | PRODUCTION | Engine RUN-5F3B32BB976D4AE2 / 2026-09 / Core 0.965
QSOR-0003048 | EXP-0515 | 30.1186 | 0.96002 | 28.9143 |  | 0 | 0% | 28.9143 | -3.998% | PASS | PUBLISH | PRODUCTION | Engine RUN-5F3B32BB976D4AE2 / 2026-09 / Core 0.965
QSOR-0003049 | EXP-0515 | 30.9263 | 0.96002 | 29.6897 |  | 0 | 0% | 29.6897 | -3.998% | PASS | PUBLISH | PRODUCTION | Engine RUN-5F3B32BB976D4AE2 / 2026-09 / Core 0.965
QSOR-0003050 | EXP-0515 | 33.5852 | 0.96002 | 32.2423 |  | 0 | 0% | 32.2423 | -3.998% | PASS | PUBLISH | PRODUCTION | Engine RUN-5F3B32BB976D4AE2 / 2026-09 / Core 0.965
QSOR-0003051 | EXP-0516 | 31.5515 | 0.96002 | 30.29 |  | 0 | 0% | 30.29 | -3.998% | PASS | PUBLISH | PRODUCTION | Engine RUN-5F3B32BB976D4AE2 / 2026-09 / Core 0.965
QSOR-0003052 | EXP-0516 | 33.5719 | 0.96002 | 32.2296 |  | 0 | 0% | 32.2296 | -3.998% | PASS | PUBLISH | PRODUCTION | Engine RUN-5F3B32BB976D4AE2 / 2026-09 / Core 0.965
QSOR-0003053 | EXP-0516 | 41.7007 | 0.96002 | 40.0334 |  | 0 | 0% | 40.0334 | -3.998% | PASS | PUBLISH | PRODUCTION | Engine RUN-5F3B32BB976D4AE2 / 2026-09 / Core 0.965
QSOR-0003054 | EXP-0516 | 34.8744 | 0.96002 | 33.48 |  | 0 | 0% | 33.48 | -3.998% | PASS | PUBLISH | PRODUCTION | Engine RUN-5F3B32BB976D4AE2 / 2026-09 / Core 0.965
QSOR-0003055 | EXP-0516 | 46.8327 | 0.96002 | 44.9602 |  | 0 | 0% | 44.9602 | -3.998% | PASS | PUBLISH | PRODUCTION | Engine RUN-5F3B32BB976D4AE2 / 2026-09 / Core 0.965
QSOR-0003056 | EXP-0516 | 38.9372 | 0.96002 | 37.3804 |  | 0 | 0% | 37.3804 | -3.998% | PASS | PUBLISH | PRODUCTION | Engine RUN-5F3B32BB976D4AE2 / 2026-09 / Core 0.965
QSOR-0003057 | EXP-0516 | 56.2201 | 0.96002 | 53.9722 |  | 0 | 0% | 53.9722 | -3.998% | PASS | PUBLISH | PRODUCTION | Engine RUN-5F3B32BB976D4AE2 / 2026-09 / Core 0.965
QSOR-0003058 | EXP-0516 | 71.3201 | 0.96002 | 68.4684 |  | 0 | 0% | 68.4684 | -3.998% | PASS | PUBLISH | PRODUCTION | Engine RUN-5F3B32BB976D4AE2 / 2026-09 / Core 0.965
QSOR-0003059 | EXP-0516 | 58.0255 | 0.96002 | 55.7054 |  | 0 | 0% | 55.7054 | -3.998% | PASS | PUBLISH | PRODUCTION | Engine RUN-5F3B32BB976D4AE2 / 2026-09 / Core 0.965
QSOR-0003060 | EXP-0516 | 84.9868 | 0.96002 | 81.5887 |  | 0 | 0% | 81.5887 | -3.998% | PASS | PUBLISH | PRODUCTION | Engine RUN-5F3B32BB976D4AE2 / 2026-09 / Core 0.965
QSOR-0003061 | EXP-0516 | 99.6467 | 0.96002 | 95.6624 |  | 0 | 0% | 95.6624 | -3.998% | PASS | PUBLISH | PRODUCTION | Engine RUN-5F3B32BB976D4AE2 / 2026-09 / Core 0.965
QSOR-0003062 | EXP-0516 | 111.1136 | 0.96002 | 106.6709 |  | 0 | 0% | 106.6709 | -3.998% | PASS | PUBLISH | PRODUCTION | Engine RUN-5F3B32BB976D4AE2 / 2026-09 / Core 0.965
QSOR-0003063 | EXP-0516 | 105.6608 | 0.96002 | 101.4361 |  | 0 | 0% | 101.4361 | -3.998% | PASS | PUBLISH | PRODUCTION | Engine RUN-5F3B32BB976D4AE2 / 2026-09 / Core 0.965
QSOR-0003064 | EXP-0516 | 107.9539 | 0.96002 | 103.6375 |  | 0 | 0% | 103.6375 | -3.998% | PASS | PUBLISH | PRODUCTION | Engine RUN-5F3B32BB976D4AE2 / 2026-09 / Core 0.965
QSOR-0003065 | EXP-0516 | 117.5237 | 0.96002 | 112.8247 |  | 0 | 0% | 112.8247 | -3.998% | PASS | PUBLISH | PRODUCTION | Engine RUN-5F3B32BB976D4AE2 / 2026-09 / Core 0.965
QSOR-0003066 | EXP-0516 | 125.9426 | 0.96002 | 120.907 |  | 0 | 0% | 120.907 | -3.998% | PASS | PUBLISH | PRODUCTION | Engine RUN-5F3B32BB976D4AE2 / 2026-09 / Core 0.965
QSOR-0003067 | EXP-0516 | 131.3113 | 0.96002 | 126.061 |  | 0 | 0% | 126.061 | -3.998% | PASS | PUBLISH | PRODUCTION | Engine RUN-5F3B32BB976D4AE2 / 2026-09 / Core 0.965
QSOR-0003068 | EXP-0517 | 40.3275 | 0.96002 | 38.7151 |  | 0 | 0% | 38.7151 | -3.998% | PASS | PUBLISH | PRODUCTION | Engine RUN-5F3B32BB976D4AE2 / 2026-09 / Core 0.965
QSOR-0003069 | EXP-0517 | 40.2083 | 0.96002 | 38.6007 |  | 0 | 0% | 38.6007 | -3.998% | PASS | PUBLISH | PRODUCTION | Engine RUN-5F3B32BB976D4AE2 / 2026-09 / Core 0.965
QSOR-0003070 | EXP-0517 | 50.8473 | 0.96002 | 48.8142 |  | 0 | 0% | 48.8142 | -3.998% | PASS | PUBLISH | PRODUCTION | Engine RUN-5F3B32BB976D4AE2 / 2026-09 / Core 0.965
QSOR-0003071 | EXP-0517 | 50.4109 | 0.96002 | 48.3953 |  | 0 | 0% | 48.3953 | -3.998% | PASS | PUBLISH | PRODUCTION | Engine RUN-5F3B32BB976D4AE2 / 2026-09 / Core 0.965
QSOR-0003072 | EXP-0517 | 48.4028 | 0.96002 | 46.4675 |  | 0 | 0% | 46.4675 | -3.998% | PASS | PUBLISH | PRODUCTION | Engine RUN-5F3B32BB976D4AE2 / 2026-09 / Core 0.965
QSOR-0003073 | EXP-0517 | 47.6913 | 0.96002 | 45.7844 |  | 0 | 0% | 45.7844 | -3.998% | PASS | PUBLISH | PRODUCTION | Engine RUN-5F3B32BB976D4AE2 / 2026-09 / Core 0.965
QSOR-0003074 | EXP-0517 | 68.2237 | 0.96002 | 65.4958 |  | 0 | 0% | 65.4958 | -3.998% | PASS | PUBLISH | PRODUCTION | Engine RUN-5F3B32BB976D4AE2 / 2026-09 / Core 0.965
QSOR-0003075 | EXP-0517 | 75.2734 | 0.96002 | 72.2637 |  | 0 | 0% | 72.2637 | -3.998% | PASS | PUBLISH | PRODUCTION | Engine RUN-5F3B32BB976D4AE2 / 2026-09 / Core 0.965
QSOR-0003076 | EXP-0517 | 63.415 | 0.96002 | 60.8794 |  | 0 | 0% | 60.8794 | -3.998% | PASS | PUBLISH | PRODUCTION | Engine RUN-5F3B32BB976D4AE2 / 2026-09 / Core 0.965
QSOR-0003077 | EXP-0517 | 106.8498 | 0.96002 | 102.5776 |  | 0 | 0% | 102.5776 | -3.998% | PASS | PUBLISH | PRODUCTION | Engine RUN-5F3B32BB976D4AE2 / 2026-09 / Core 0.965
QSOR-0003078 | EXP-0517 | 133.1014 | 0.96002 | 127.7795 |  | 0 | 0% | 127.7795 | -3.998% | PASS | PUBLISH | PRODUCTION | Engine RUN-5F3B32BB976D4AE2 / 2026-09 / Core 0.965
QSOR-0003079 | EXP-0517 | 147.7162 | 0.96002 | 141.8099 |  | 0 | 0% | 141.8099 | -3.998% | PASS | PUBLISH | PRODUCTION | Engine RUN-5F3B32BB976D4AE2 / 2026-09 / Core 0.965
QSOR-0003080 | EXP-0517 | 141.7291 | 0.96002 | 136.0622 |  | 0 | 0% | 136.0622 | -3.998% | PASS | PUBLISH | PRODUCTION | Engine RUN-5F3B32BB976D4AE2 / 2026-09 / Core 0.965
QSOR-0003081 | EXP-0517 | 144.9798 | 0.96002 | 139.1829 |  | 0 | 0% | 139.1829 | -3.998% | PASS | PUBLISH | PRODUCTION | Engine RUN-5F3B32BB976D4AE2 / 2026-09 / Core 0.965
QSOR-0003082 | EXP-0517 | 155.2842 | 0.96002 | 149.0753 |  | 0 | 0% | 149.0753 | -3.998% | PASS | PUBLISH | PRODUCTION | Engine RUN-5F3B32BB976D4AE2 / 2026-09 / Core 0.965
QSOR-0003083 | EXP-0517 | 166.383 | 0.96002 | 159.7304 |  | 0 | 0% | 159.7304 | -3.998% | PASS | PUBLISH | PRODUCTION | Engine RUN-5F3B32BB976D4AE2 / 2026-09 / Core 0.965
QSOR-0003084 | EXP-0517 | 178.3673 | 0.96002 | 171.2355 |  | 0 | 0% | 171.2355 | -3.998% | PASS | PUBLISH | PRODUCTION | Engine RUN-5F3B32BB976D4AE2 / 2026-09 / Core 0.965
QSOR-0003085 | EXP-0518 | 48.996 | 0.96002 | 47.0369 |  | 0 | 0% | 47.0369 | -3.998% | PASS | PUBLISH | PRODUCTION | Engine RUN-5F3B32BB976D4AE2 / 2026-09 / Core 0.965
QSOR-0003086 | EXP-0518 | 56.7448 | 0.96002 | 54.4759 |  | 0 | 0% | 54.4759 | -3.998% | PASS | PUBLISH | PRODUCTION | Engine RUN-5F3B32BB976D4AE2 / 2026-09 / Core 0.965
QSOR-0003087 | EXP-0518 | 58.5321 | 0.96002 | 56.1918 |  | 0 | 0% | 56.1918 | -3.998% | PASS | PUBLISH | PRODUCTION | Engine RUN-5F3B32BB976D4AE2 / 2026-09 / Core 0.965
QSOR-0003088 | EXP-0518 | 67.0555 | 0.96002 | 64.3743 |  | 0 | 0% | 64.3743 | -3.998% | PASS | PUBLISH | PRODUCTION | Engine RUN-5F3B32BB976D4AE2 / 2026-09 / Core 0.965
QSOR-0003089 | EXP-0518 | 63.774 | 0.96002 | 61.2241 |  | 0 | 0% | 61.2241 | -3.998% | PASS | PUBLISH | PRODUCTION | Engine RUN-5F3B32BB976D4AE2 / 2026-09 / Core 0.965
QSOR-0003090 | EXP-0518 | 58.1105 | 0.96002 | 55.787 |  | 0 | 0% | 55.787 | -3.998% | PASS | PUBLISH | PRODUCTION | Engine RUN-5F3B32BB976D4AE2 / 2026-09 / Core 0.965
QSOR-0003091 | EXP-0518 | 81.0736 | 0.96002 | 77.832 |  | 0 | 0% | 77.832 | -3.998% | PASS | PUBLISH | PRODUCTION | Engine RUN-5F3B32BB976D4AE2 / 2026-09 / Core 0.965
QSOR-0003092 | EXP-0518 | 83.3524 | 0.96002 | 80.0196 |  | 0 | 0% | 80.0196 | -3.998% | PASS | PUBLISH | PRODUCTION | Engine RUN-5F3B32BB976D4AE2 / 2026-09 / Core 0.965
QSOR-0003093 | EXP-0518 | 89.1648 | 0.96002 | 85.5996 |  | 0 | 0% | 85.5996 | -3.998% | PASS | PUBLISH | PRODUCTION | Engine RUN-5F3B32BB976D4AE2 / 2026-09 / Core 0.965
QSOR-0003094 | EXP-0518 | 118.0506 | 0.96002 | 113.3305 |  | 0 | 0% | 113.3305 | -3.998% | PASS | PUBLISH | PRODUCTION | Engine RUN-5F3B32BB976D4AE2 / 2026-09 / Core 0.965
QSOR-0003095 | EXP-0518 | 127.2216 | 0.96002 | 122.1348 |  | 0 | 0% | 122.1348 | -3.998% | PASS | PUBLISH | PRODUCTION | Engine RUN-5F3B32BB976D4AE2 / 2026-09 / Core 0.965
QSOR-0003096 | EXP-0518 | 157.1566 | 0.96002 | 150.8729 |  | 0 | 0% | 150.8729 | -3.998% | PASS | PUBLISH | PRODUCTION | Engine RUN-5F3B32BB976D4AE2 / 2026-09 / Core 0.965
QSOR-0003097 | EXP-0518 | 155.9739 | 0.96002 | 149.7375 |  | 0 | 0% | 149.7375 | -3.998% | PASS | PUBLISH | PRODUCTION | Engine RUN-5F3B32BB976D4AE2 / 2026-09 / Core 0.965
QSOR-0003098 | EXP-0518 | 161.5759 | 0.96002 | 155.1155 |  | 0 | 0% | 155.1155 | -3.998% | PASS | PUBLISH | PRODUCTION | Engine RUN-5F3B32BB976D4AE2 / 2026-09 / Core 0.965
QSOR-0003099 | EXP-0518 | 172.1467 | 0.96002 | 165.2636 |  | 0 | 0% | 165.2636 | -3.998% | PASS | PUBLISH | PRODUCTION | Engine RUN-5F3B32BB976D4AE2 / 2026-09 / Core 0.965
QSOR-0003100 | EXP-0518 | 181.3678 | 0.96002 | 174.116 |  | 0 | 0% | 174.116 | -3.998% | PASS | PUBLISH | PRODUCTION | Engine RUN-5F3B32BB976D4AE2 / 2026-09 / Core 0.965
QSOR-0003101 | EXP-0518 | 192.3365 | 0.96002 | 184.6462 |  | 0 | 0% | 184.6462 | -3.998% | PASS | PUBLISH | PRODUCTION | Engine RUN-5F3B32BB976D4AE2 / 2026-09 / Core 0.965
QSOR-0003102 | EXP-0519 | 11.8461 | 0.95537 | 11.3174 |  | 0 | 0% | 11.3174 | -4.463% | PASS | PUBLISH | PRODUCTION | Engine RUN-5F3B32BB976D4AE2 / 2026-09 / Core 0.965
QSOR-0003103 | EXP-0519 | 12.8308 | 0.95537 | 12.2581 |  | 0 | 0% | 12.2581 | -4.463% | PASS | PUBLISH | PRODUCTION | Engine RUN-5F3B32BB976D4AE2 / 2026-09 / Core 0.965
QSOR-0003104 | EXP-0519 | 14.8707 | 0.95537 | 14.207 |  | 0 | 0% | 14.207 | -4.463% | PASS | PUBLISH | PRODUCTION | Engine RUN-5F3B32BB976D4AE2 / 2026-09 / Core 0.965
QSOR-0003105 | EXP-0519 | 16.0434 | 0.95537 | 15.3273 |  | 0 | 0% | 15.3273 | -4.463% | PASS | PUBLISH | PRODUCTION | Engine RUN-5F3B32BB976D4AE2 / 2026-09 / Core 0.965
QSOR-0003106 | EXP-0519 | 34.0812 | 0.95537 | 32.56 |  | 0 | 0% | 32.56 | -4.463% | PASS | PUBLISH | PRODUCTION | Engine RUN-5F3B32BB976D4AE2 / 2026-09 / Core 0.965
QSOR-0003107 | EXP-0519 | 36.5766 | 0.95537 | 34.9441 |  | 0 | 0% | 34.9441 | -4.463% | PASS | PUBLISH | PRODUCTION | Engine RUN-5F3B32BB976D4AE2 / 2026-09 / Core 0.965
QSOR-0003108 | EXP-0519 | 40.0736 | 0.95537 | 38.285 |  | 0 | 0% | 38.285 | -4.463% | PASS | PUBLISH | PRODUCTION | Engine RUN-5F3B32BB976D4AE2 / 2026-09 / Core 0.965
QSOR-0003109 | EXP-0519 | 48.4526 | 0.95537 | 46.29 |  | 0 | 0% | 46.29 | -4.463% | PASS | PUBLISH | PRODUCTION | Engine RUN-5F3B32BB976D4AE2 / 2026-09 / Core 0.965
QSOR-0003110 | EXP-0519 | 53.0494 | 0.95537 | 50.6816 |  | 0 | 0% | 50.6816 | -4.463% | PASS | PUBLISH | PRODUCTION | Engine RUN-5F3B32BB976D4AE2 / 2026-09 / Core 0.965
QSOR-0003111 | EXP-0519 | 56.4701 | 0.95537 | 53.9496 |  | 0 | 0% | 53.9496 | -4.463% | PASS | PUBLISH | PRODUCTION | Engine RUN-5F3B32BB976D4AE2 / 2026-09 / Core 0.965
QSOR-0003112 | EXP-0519 | 53.1678 | 0.95537 | 50.7947 |  | 0 | 0% | 50.7947 | -4.463% | PASS | PUBLISH | PRODUCTION | Engine RUN-5F3B32BB976D4AE2 / 2026-09 / Core 0.965
QSOR-0003113 | EXP-0519 | 81.0922 | 0.95537 | 77.4728 |  | 0 | 0% | 77.4728 | -4.463% | PASS | PUBLISH | PRODUCTION | Engine RUN-5F3B32BB976D4AE2 / 2026-09 / Core 0.965
QSOR-0003114 | EXP-0519 | 94.0045 | 0.95537 | 89.8088 |  | 0 | 0% | 89.8088 | -4.463% | PASS | PUBLISH | PRODUCTION | Engine RUN-5F3B32BB976D4AE2 / 2026-09 / Core 0.965
QSOR-0003115 | EXP-0519 | 97.4805 | 0.95537 | 93.1296 |  | 0 | 0% | 93.1296 | -4.463% | PASS | PUBLISH | PRODUCTION | Engine RUN-5F3B32BB976D4AE2 / 2026-09 / Core 0.965
QSOR-0003116 | EXP-0520 | 48.226 | 0.95537 | 46.0735 |  | 0 | 0% | 46.0735 | -4.463% | PASS | PUBLISH | PRODUCTION | Engine RUN-5F3B32BB976D4AE2 / 2026-09 / Core 0.965
QSOR-0003117 | EXP-0520 | 52.731 | 0.95537 | 50.3774 |  | 0 | 0% | 50.3774 | -4.463% | PASS | PUBLISH | PRODUCTION | Engine RUN-5F3B32BB976D4AE2 / 2026-09 / Core 0.965
QSOR-0003118 | EXP-0520 | 56.3196 | 0.95537 | 53.8059 |  | 0 | 0% | 53.8059 | -4.463% | PASS | PUBLISH | PRODUCTION | Engine RUN-5F3B32BB976D4AE2 / 2026-09 / Core 0.965
QSOR-0003119 | EXP-0520 | 72.2463 | 0.95537 | 69.0217 |  | 0 | 0% | 69.0217 | -4.463% | PASS | PUBLISH | PRODUCTION | Engine RUN-5F3B32BB976D4AE2 / 2026-09 / Core 0.965
QSOR-0003120 | EXP-0520 | 87.4508 | 0.95537 | 83.5476 |  | 0 | 0% | 83.5476 | -4.463% | PASS | PUBLISH | PRODUCTION | Engine RUN-5F3B32BB976D4AE2 / 2026-09 / Core 0.965
QSOR-0003121 | EXP-0520 | 89.8076 | 0.95537 | 85.7992 |  | 0 | 0% | 85.7992 | -4.463% | PASS | PUBLISH | PRODUCTION | Engine RUN-5F3B32BB976D4AE2 / 2026-09 / Core 0.965
QSOR-0003122 | EXP-0520 | 100.3857 | 0.95537 | 95.9051 |  | 0 | 0% | 95.9051 | -4.463% | PASS | PUBLISH | PRODUCTION | Engine RUN-5F3B32BB976D4AE2 / 2026-09 / Core 0.965
QSOR-0003123 | EXP-0520 | 117.2218 | 0.95537 | 111.9897 |  | 0 | 0% | 111.9897 | -4.463% | PASS | PUBLISH | PRODUCTION | Engine RUN-5F3B32BB976D4AE2 / 2026-09 / Core 0.965
QSOR-0003124 | EXP-0520 | 170.1184 | 0.95537 | 162.5255 |  | 0 | 0% | 162.5255 | -4.463% | PASS | PUBLISH | PRODUCTION | Engine RUN-5F3B32BB976D4AE2 / 2026-09 / Core 0.965
QSOR-0003125 | EXP-0521 | 8.2871 | 0.95537 | 7.9173 |  | 0 | 0% | 7.9173 | -4.463% | PASS | PUBLISH | PRODUCTION | Engine RUN-5F3B32BB976D4AE2 / 2026-09 / Core 0.965
QSOR-0003126 | EXP-0521 | 9.6349 | 0.95537 | 9.2048 |  | 0 | 0% | 9.2048 | -4.463% | PASS | PUBLISH | PRODUCTION | Engine RUN-5F3B32BB976D4AE2 / 2026-09 / Core 0.965
QSOR-0003127 | EXP-0521 | 10.3073 | 0.95537 | 9.8472 |  | 0 | 0% | 9.8472 | -4.463% | PASS | PUBLISH | PRODUCTION | Engine RUN-5F3B32BB976D4AE2 / 2026-09 / Core 0.965
QSOR-0003128 | EXP-0521 | 12.9177 | 0.95537 | 12.3411 |  | 0 | 0% | 12.3411 | -4.463% | PASS | PUBLISH | PRODUCTION | Engine RUN-5F3B32BB976D4AE2 / 2026-09 / Core 0.965
QSOR-0003129 | EXP-0521 | 14.1838 | 0.95537 | 13.5508 |  | 0 | 0% | 13.5508 | -4.463% | PASS | PUBLISH | PRODUCTION | Engine RUN-5F3B32BB976D4AE2 / 2026-09 / Core 0.965
QSOR-0003130 | EXP-0521 | 15.0798 | 0.95537 | 14.4068 |  | 0 | 0% | 14.4068 | -4.463% | PASS | PUBLISH | PRODUCTION | Engine RUN-5F3B32BB976D4AE2 / 2026-09 / Core 0.965
QSOR-0003131 | EXP-0521 | 25.5882 | 0.95537 | 24.4461 |  | 0 | 0% | 24.4461 | -4.463% | PASS | PUBLISH | PRODUCTION | Engine RUN-5F3B32BB976D4AE2 / 2026-09 / Core 0.965
QSOR-0003132 | EXP-0521 | 29.6549 | 0.95537 | 28.3313 |  | 0 | 0% | 28.3313 | -4.463% | PASS | PUBLISH | PRODUCTION | Engine RUN-5F3B32BB976D4AE2 / 2026-09 / Core 0.965
QSOR-0003133 | EXP-0521 | 30.6061 | 0.95537 | 29.24 |  | 0 | 0% | 29.24 | -4.463% | PASS | PUBLISH | PRODUCTION | Engine RUN-5F3B32BB976D4AE2 / 2026-09 / Core 0.965
QSOR-0003134 | EXP-0522 | 23.376 | 0.95537 | 22.3327 |  | 0 | 0% | 22.3327 | -4.463% | PASS | PUBLISH | PRODUCTION | Engine RUN-5F3B32BB976D4AE2 / 2026-09 / Core 0.965
QSOR-0003135 | EXP-0522 | 25.0969 | 0.95537 | 23.9767 |  | 0 | 0% | 23.9767 | -4.463% | PASS | PUBLISH | PRODUCTION | Engine RUN-5F3B32BB976D4AE2 / 2026-09 / Core 0.965
QSOR-0003136 | EXP-0522 | 27.622 | 0.95537 | 26.3891 |  | 0 | 0% | 26.3891 | -4.463% | PASS | PUBLISH | PRODUCTION | Engine RUN-5F3B32BB976D4AE2 / 2026-09 / Core 0.965
QSOR-0003137 | EXP-0522 | 33.2595 | 0.95537 | 31.7751 |  | 0 | 0% | 31.7751 | -4.463% | PASS | PUBLISH | PRODUCTION | Engine RUN-5F3B32BB976D4AE2 / 2026-09 / Core 0.965
QSOR-0003138 | EXP-0522 | 35.6 | 0.95537 | 34.011 |  | 0 | 0% | 34.011 | -4.463% | PASS | PUBLISH | PRODUCTION | Engine RUN-5F3B32BB976D4AE2 / 2026-09 / Core 0.965
QSOR-0003139 | EXP-0522 | 36.9805 | 0.95537 | 35.33 |  | 0 | 0% | 35.33 | -4.463% | PASS | PUBLISH | PRODUCTION | Engine RUN-5F3B32BB976D4AE2 / 2026-09 / Core 0.965
QSOR-0003140 | EXP-0522 | 42.6213 | 0.95537 | 40.7189 |  | 0 | 0% | 40.7189 | -4.463% | PASS | PUBLISH | PRODUCTION | Engine RUN-5F3B32BB976D4AE2 / 2026-09 / Core 0.965
QSOR-0003141 | EXP-0522 | 43.5773 | 0.95537 | 41.6323 |  | 0 | 0% | 41.6323 | -4.463% | PASS | PUBLISH | PRODUCTION | Engine RUN-5F3B32BB976D4AE2 / 2026-09 / Core 0.965
QSOR-0003142 | EXP-0522 | 45.2561 | 0.95537 | 43.2362 |  | 0 | 0% | 43.2362 | -4.463% | PASS | PUBLISH | PRODUCTION | Engine RUN-5F3B32BB976D4AE2 / 2026-09 / Core 0.965
QSOR-0003143 | EXP-0523 | 7.8013 | 0.95537 | 7.4531 |  | 0 | 0% | 7.4531 | -4.463% | PASS | PUBLISH | PRODUCTION | Engine RUN-5F3B32BB976D4AE2 / 2026-09 / Core 0.965
QSOR-0003144 | EXP-0523 | 8.4686 | 0.95537 | 8.0906 |  | 0 | 0% | 8.0906 | -4.463% | PASS | PUBLISH | PRODUCTION | Engine RUN-5F3B32BB976D4AE2 / 2026-09 / Core 0.965
QSOR-0003145 | EXP-0523 | 8.9179 | 0.95537 | 8.5199 |  | 0 | 0% | 8.5199 | -4.463% | PASS | PUBLISH | PRODUCTION | Engine RUN-5F3B32BB976D4AE2 / 2026-09 / Core 0.965
QSOR-0003146 | EXP-0523 | 10.2476 | 0.95537 | 9.7902 |  | 0 | 0% | 9.7902 | -4.463% | PASS | PUBLISH | PRODUCTION | Engine RUN-5F3B32BB976D4AE2 / 2026-09 / Core 0.965
QSOR-0003147 | EXP-0523 | 10.9142 | 0.95537 | 10.427 |  | 0 | 0% | 10.427 | -4.463% | PASS | PUBLISH | PRODUCTION | Engine RUN-5F3B32BB976D4AE2 / 2026-09 / Core 0.965
QSOR-0003148 | EXP-0523 | 11.4628 | 0.95537 | 10.9512 |  | 0 | 0% | 10.9512 | -4.463% | PASS | PUBLISH | PRODUCTION | Engine RUN-5F3B32BB976D4AE2 / 2026-09 / Core 0.965
QSOR-0003149 | EXP-0523 | 14.1588 | 0.95537 | 13.5268 |  | 0 | 0% | 13.5268 | -4.463% | PASS | PUBLISH | PRODUCTION | Engine RUN-5F3B32BB976D4AE2 / 2026-09 / Core 0.965
QSOR-0003150 | EXP-0523 | 16.8304 | 0.95537 | 16.0792 |  | 0 | 0% | 16.0792 | -4.463% | PASS | PUBLISH | PRODUCTION | Engine RUN-5F3B32BB976D4AE2 / 2026-09 / Core 0.965
QSOR-0003151 | EXP-0523 | 19.9907 | 0.95537 | 19.0984 |  | 0 | 0% | 19.0984 | -4.463% | PASS | PUBLISH | PRODUCTION | Engine RUN-5F3B32BB976D4AE2 / 2026-09 / Core 0.965
QSOR-0003152 | EXP-0524 | 19.4521 | 0.95537 | 18.5839 |  | 0 | 0% | 18.5839 | -4.463% | PASS | PUBLISH | PRODUCTION | Engine RUN-5F3B32BB976D4AE2 / 2026-09 / Core 0.965
QSOR-0003153 | EXP-0524 | 23.5703 | 0.95537 | 22.5183 |  | 0 | 0% | 22.5183 | -4.463% | PASS | PUBLISH | PRODUCTION | Engine RUN-5F3B32BB976D4AE2 / 2026-09 / Core 0.965
QSOR-0003154 | EXP-0524 | 26.2339 | 0.95537 | 25.063 |  | 0 | 0% | 25.063 | -4.463% | PASS | PUBLISH | PRODUCTION | Engine RUN-5F3B32BB976D4AE2 / 2026-09 / Core 0.965
QSOR-0003155 | EXP-0524 | 39.071 | 0.95537 | 37.3271 |  | 0 | 0% | 37.3271 | -4.463% | PASS | PUBLISH | PRODUCTION | Engine RUN-5F3B32BB976D4AE2 / 2026-09 / Core 0.965
QSOR-0003156 | EXP-0524 | 55.1172 | 0.95537 | 52.6571 |  | 0 | 0% | 52.6571 | -4.463% | PASS | PUBLISH | PRODUCTION | Engine RUN-5F3B32BB976D4AE2 / 2026-09 / Core 0.965
QSOR-0003157 | EXP-0524 | 63.107 | 0.95537 | 60.2903 |  | 0 | 0% | 60.2903 | -4.463% | PASS | PUBLISH | PRODUCTION | Engine RUN-5F3B32BB976D4AE2 / 2026-09 / Core 0.965
QSOR-0003158 | EXP-0524 | 67.1961 | 0.95537 | 64.1969 |  | 0 | 0% | 64.1969 | -4.463% | PASS | PUBLISH | PRODUCTION | Engine RUN-5F3B32BB976D4AE2 / 2026-09 / Core 0.965
QSOR-0003159 | EXP-0524 | 79.5539 | 0.95537 | 76.0032 |  | 0 | 0% | 76.0032 | -4.463% | PASS | PUBLISH | PRODUCTION | Engine RUN-5F3B32BB976D4AE2 / 2026-09 / Core 0.965
QSOR-0003160 | EXP-0524 | 113.0053 | 0.95537 | 107.9615 |  | 0 | 0% | 107.9615 | -4.463% | PASS | PUBLISH | PRODUCTION | Engine RUN-5F3B32BB976D4AE2 / 2026-09 / Core 0.965
QSOR-0003161 | EXP-0525 | 21.6176 | 0.95537 | 20.6527 |  | 0 | 0% | 20.6527 | -4.463% | PASS | PUBLISH | PRODUCTION | Engine RUN-5F3B32BB976D4AE2 / 2026-09 / Core 0.965
QSOR-0003162 | EXP-0525 | 27.5082 | 0.95537 | 26.2804 |  | 0 | 0% | 26.2804 | -4.463% | PASS | PUBLISH | PRODUCTION | Engine RUN-5F3B32BB976D4AE2 / 2026-09 / Core 0.965
QSOR-0003163 | EXP-0525 | 28.4033 | 0.95537 | 27.1356 |  | 0 | 0% | 27.1356 | -4.463% | PASS | PUBLISH | PRODUCTION | Engine RUN-5F3B32BB976D4AE2 / 2026-09 / Core 0.965
QSOR-0003164 | EXP-0525 | 50.122 | 0.95537 | 47.8849 |  | 0 | 0% | 47.8849 | -4.463% | PASS | PUBLISH | PRODUCTION | Engine RUN-5F3B32BB976D4AE2 / 2026-09 / Core 0.965
QSOR-0003165 | EXP-0525 | 52.3747 | 0.95537 | 50.037 |  | 0 | 0% | 50.037 | -4.463% | PASS | PUBLISH | PRODUCTION | Engine RUN-5F3B32BB976D4AE2 / 2026-09 / Core 0.965
QSOR-0003166 | EXP-0525 | 64.4427 | 0.95537 | 61.5664 |  | 0 | 0% | 61.5664 | -4.463% | PASS | PUBLISH | PRODUCTION | Engine RUN-5F3B32BB976D4AE2 / 2026-09 / Core 0.965
QSOR-0003167 | EXP-0525 | 83.1875 | 0.95537 | 79.4746 |  | 0 | 0% | 79.4746 | -4.463% | PASS | PUBLISH | PRODUCTION | Engine RUN-5F3B32BB976D4AE2 / 2026-09 / Core 0.965
QSOR-0003168 | EXP-0525 | 101.6282 | 0.95537 | 97.0922 |  | 0 | 0% | 97.0922 | -4.463% | PASS | PUBLISH | PRODUCTION | Engine RUN-5F3B32BB976D4AE2 / 2026-09 / Core 0.965
QSOR-0003169 | EXP-0525 | 133.1742 | 0.95537 | 127.2302 |  | 0 | 0% | 127.2302 | -4.463% | PASS | PUBLISH | PRODUCTION | Engine RUN-5F3B32BB976D4AE2 / 2026-09 / Core 0.965
QSOR-0003170 | EXP-0526 | 2.6497 | 0.96327 | 2.5523 |  | 0 | 0% | 2.5523 | -3.673% | PASS | PUBLISH | PRODUCTION | Engine RUN-5F3B32BB976D4AE2 / 2026-09 / Core 0.965
QSOR-0003171 | EXP-0526 | 2.7824 | 0.96327 | 2.6802 |  | 0 | 0% | 2.6802 | -3.673% | PASS | PUBLISH | PRODUCTION | Engine RUN-5F3B32BB976D4AE2 / 2026-09 / Core 0.965
QSOR-0003172 | EXP-0526 | 3.4155 | 0.96327 | 3.29 |  | 0 | 0% | 3.29 | -3.673% | PASS | PUBLISH | PRODUCTION | Engine RUN-5F3B32BB976D4AE2 / 2026-09 / Core 0.965
QSOR-0003173 | EXP-0526 | 4.2892 | 0.96327 | 4.1317 |  | 0 | 0% | 4.1317 | -3.673% | PASS | PUBLISH | PRODUCTION | Engine RUN-5F3B32BB976D4AE2 / 2026-09 / Core 0.965
QSOR-0003174 | EXP-0526 | 6.3398 | 0.96327 | 6.1069 |  | 0 | 0% | 6.1069 | -3.673% | PASS | PUBLISH | PRODUCTION | Engine RUN-5F3B32BB976D4AE2 / 2026-09 / Core 0.965
QSOR-0003175 | EXP-0526 | 9.8348 | 0.96327 | 9.4735 |  | 0 | 0% | 9.4735 | -3.673% | PASS | PUBLISH | PRODUCTION | Engine RUN-5F3B32BB976D4AE2 / 2026-09 / Core 0.965
QSOR-0003176 | EXP-0527 | 4.4932 | 0.95537 | 4.2926 |  | 0 | 0% | 4.2926 | -4.463% | PASS | PUBLISH | PRODUCTION | Engine RUN-5F3B32BB976D4AE2 / 2026-09 / Core 0.965
QSOR-0003177 | EXP-0527 | 4.6186 | 0.95537 | 4.4124 |  | 0 | 0% | 4.4124 | -4.463% | PASS | PUBLISH | PRODUCTION | Engine RUN-5F3B32BB976D4AE2 / 2026-09 / Core 0.965
QSOR-0003178 | EXP-0527 | 4.6681 | 0.95537 | 4.4597 |  | 0 | 0% | 4.4597 | -4.463% | PASS | PUBLISH | PRODUCTION | Engine RUN-5F3B32BB976D4AE2 / 2026-09 / Core 0.965
QSOR-0003179 | EXP-0527 | 5.0026 | 0.95537 | 4.7793 |  | 0 | 0% | 4.7793 | -4.463% | PASS | PUBLISH | PRODUCTION | Engine RUN-5F3B32BB976D4AE2 / 2026-09 / Core 0.965
QSOR-0003180 | EXP-0527 | 5.7691 | 0.95537 | 5.5116 |  | 0 | 0% | 5.5116 | -4.463% | PASS | PUBLISH | PRODUCTION | Engine RUN-5F3B32BB976D4AE2 / 2026-09 / Core 0.965
QSOR-0003181 | EXP-0528 | 5.8107 | 0.95537 | 5.5514 |  | 0 | 0% | 5.5514 | -4.463% | PASS | PUBLISH | PRODUCTION | Engine RUN-5F3B32BB976D4AE2 / 2026-09 / Core 0.965
QSOR-0003182 | EXP-0528 | 6.4029 | 0.95537 | 6.1171 |  | 0 | 0% | 6.1171 | -4.463% | PASS | PUBLISH | PRODUCTION | Engine RUN-5F3B32BB976D4AE2 / 2026-09 / Core 0.965
QSOR-0003183 | EXP-0528 | 5.997 | 0.95537 | 5.7294 |  | 0 | 0% | 5.7294 | -4.463% | PASS | PUBLISH | PRODUCTION | Engine RUN-5F3B32BB976D4AE2 / 2026-09 / Core 0.965
QSOR-0003184 | EXP-0529 | 5.2038 | 0.95537 | 4.9716 |  | 0 | 0% | 4.9716 | -4.463% | PASS | PUBLISH | PRODUCTION | Engine RUN-5F3B32BB976D4AE2 / 2026-09 / Core 0.965
QSOR-0003185 | EXP-0529 | 5.9196 | 0.95537 | 5.6554 |  | 0 | 0% | 5.6554 | -4.463% | PASS | PUBLISH | PRODUCTION | Engine RUN-5F3B32BB976D4AE2 / 2026-09 / Core 0.965
QSOR-0003186 | EXP-0529 | 7.0462 | 0.95537 | 6.7317 |  | 0 | 0% | 6.7317 | -4.463% | PASS | PUBLISH | PRODUCTION | Engine RUN-5F3B32BB976D4AE2 / 2026-09 / Core 0.965
QSOR-0003187 | EXP-0530 | 7.2751 | 0.95537 | 6.9504 |  | 0 | 0% | 6.9504 | -4.463% | PASS | PUBLISH | PRODUCTION | Engine RUN-5F3B32BB976D4AE2 / 2026-09 / Core 0.965
QSOR-0003188 | EXP-0530 | 7.9286 | 0.95537 | 7.5748 |  | 0 | 0% | 7.5748 | -4.463% | PASS | PUBLISH | PRODUCTION | Engine RUN-5F3B32BB976D4AE2 / 2026-09 / Core 0.965
QSOR-0003189 | EXP-0530 | 9.33 | 0.95537 | 8.9135 |  | 0 | 0% | 8.9135 | -4.463% | PASS | PUBLISH | PRODUCTION | Engine RUN-5F3B32BB976D4AE2 / 2026-09 / Core 0.965
QSOR-0003190 | EXP-0530 | 12.6633 | 0.95537 | 12.0981 |  | 0 | 0% | 12.0981 | -4.463% | PASS | PUBLISH | PRODUCTION | Engine RUN-5F3B32BB976D4AE2 / 2026-09 / Core 0.965
QSOR-0003191 | EXP-0531 | 25.8049 | 0.96327 | 24.8569 |  | 0 | 0% | 24.8569 | -3.673% | PASS | PUBLISH | PRODUCTION | Engine RUN-5F3B32BB976D4AE2 / 2026-09 / Core 0.965
QSOR-0003192 | EXP-0531 | 29.0801 | 0.96327 | 28.0119 |  | 0 | 0% | 28.0119 | -3.673% | PASS | PUBLISH | PRODUCTION | Engine RUN-5F3B32BB976D4AE2 / 2026-09 / Core 0.965
QSOR-0003193 | EXP-0531 | 32.8091 | 0.96327 | 31.6039 |  | 0 | 0% | 31.6039 | -3.673% | PASS | PUBLISH | PRODUCTION | Engine RUN-5F3B32BB976D4AE2 / 2026-09 / Core 0.965
QSOR-0003194 | EXP-0531 | 40.6447 | 0.96327 | 39.1517 |  | 0 | 0% | 39.1517 | -3.673% | PASS | PUBLISH | PRODUCTION | Engine RUN-5F3B32BB976D4AE2 / 2026-09 / Core 0.965
QSOR-0003195 | EXP-0531 | 27.4059 | 0.96327 | 26.3991 |  | 0 | 0% | 26.3991 | -3.673% | PASS | PUBLISH | PRODUCTION | Engine RUN-5F3B32BB976D4AE2 / 2026-09 / Core 0.965
QSOR-0003196 | EXP-0531 | 32.8628 | 0.96327 | 31.6556 |  | 0 | 0% | 31.6556 | -3.673% | PASS | PUBLISH | PRODUCTION | Engine RUN-5F3B32BB976D4AE2 / 2026-09 / Core 0.965
QSOR-0003197 | EXP-0531 | 41.5506 | 0.96327 | 40.0242 |  | 0 | 0% | 40.0242 | -3.673% | PASS | PUBLISH | PRODUCTION | Engine RUN-5F3B32BB976D4AE2 / 2026-09 / Core 0.965
QSOR-0003198 | EXP-0531 | 56.3703 | 0.96327 | 54.2996 |  | 0 | 0% | 54.2996 | -3.673% | PASS | PUBLISH | PRODUCTION | Engine RUN-5F3B32BB976D4AE2 / 2026-09 / Core 0.965
QSOR-0003199 | EXP-0531 | 62.3473 | 0.96327 | 60.057 |  | 0 | 0% | 60.057 | -3.673% | PASS | PUBLISH | PRODUCTION | Engine RUN-5F3B32BB976D4AE2 / 2026-09 / Core 0.965
QSOR-0003200 | EXP-0531 | 78.6188 | 0.96327 | 75.7308 |  | 0 | 0% | 75.7308 | -3.673% | PASS | PUBLISH | PRODUCTION | Engine RUN-5F3B32BB976D4AE2 / 2026-09 / Core 0.965
QSOR-0003201 | EXP-0531 | 108.29 | 0.96327 | 104.312 |  | 0 | 0% | 104.312 | -3.673% | PASS | PUBLISH | PRODUCTION | Engine RUN-5F3B32BB976D4AE2 / 2026-09 / Core 0.965
QSOR-0003202 | EXP-0531 | 116.7505 | 0.96327 | 112.4617 |  | 0 | 0% | 112.4617 | -3.673% | PASS | PUBLISH | PRODUCTION | Engine RUN-5F3B32BB976D4AE2 / 2026-09 / Core 0.965
QSOR-0003203 | EXP-0531 | 140.0754 | 0.96327 | 134.9298 |  | 0 | 0% | 134.9298 | -3.673% | PASS | PUBLISH | PRODUCTION | Engine RUN-5F3B32BB976D4AE2 / 2026-09 / Core 0.965
QSOR-0003204 | EXP-0531 | 167.6668 | 0.96327 | 161.5076 |  | 0 | 0% | 161.5076 | -3.673% | PASS | PUBLISH | PRODUCTION | Engine RUN-5F3B32BB976D4AE2 / 2026-09 / Core 0.965
QSOR-0003205 | EXP-0531 | 214.4345 | 0.96327 | 206.5573 |  | 0 | 0% | 206.5573 | -3.673% | PASS | PUBLISH | PRODUCTION | Engine RUN-5F3B32BB976D4AE2 / 2026-09 / Core 0.965
QSOR-0003206 | EXP-0532 | 7.5251 | 0.96327 | 7.2487 |  | 0 | 0% | 7.2487 | -3.673% | PASS | PUBLISH | PRODUCTION | Engine RUN-5F3B32BB976D4AE2 / 2026-09 / Core 0.965
QSOR-0003207 | EXP-0532 | 7.0313 | 0.96327 | 6.773 |  | 0 | 0% | 6.773 | -3.673% | PASS | PUBLISH | PRODUCTION | Engine RUN-5F3B32BB976D4AE2 / 2026-09 / Core 0.965
QSOR-0003208 | EXP-0532 | 8.4037 | 0.96327 | 8.095 |  | 0 | 0% | 8.095 | -3.673% | PASS | PUBLISH | PRODUCTION | Engine RUN-5F3B32BB976D4AE2 / 2026-09 / Core 0.965
QSOR-0003209 | EXP-0532 | 9.0721 | 0.96327 | 8.7388 |  | 0 | 0% | 8.7388 | -3.673% | PASS | PUBLISH | PRODUCTION | Engine RUN-5F3B32BB976D4AE2 / 2026-09 / Core 0.965
QSOR-0003210 | EXP-0532 | 11.2282 | 0.96327 | 10.8157 |  | 0 | 0% | 10.8157 | -3.673% | PASS | PUBLISH | PRODUCTION | Engine RUN-5F3B32BB976D4AE2 / 2026-09 / Core 0.965
QSOR-0003211 | EXP-0532 | 13.2894 | 0.96327 | 12.8012 |  | 0 | 0% | 12.8012 | -3.673% | PASS | PUBLISH | PRODUCTION | Engine RUN-5F3B32BB976D4AE2 / 2026-09 / Core 0.965
QSOR-0003212 | EXP-0533 | 12.915 | 0.96327 | 12.4406 |  | 0 | 0% | 12.4406 | -3.673% | PASS | PUBLISH | PRODUCTION | Engine RUN-5F3B32BB976D4AE2 / 2026-09 / Core 0.965
QSOR-0003213 | EXP-0533 | 13.0451 | 0.96327 | 12.5659 |  | 0 | 0% | 12.5659 | -3.673% | PASS | PUBLISH | PRODUCTION | Engine RUN-5F3B32BB976D4AE2 / 2026-09 / Core 0.965
QSOR-0003214 | EXP-0533 | 14.4917 | 0.96327 | 13.9594 |  | 0 | 0% | 13.9594 | -3.673% | PASS | PUBLISH | PRODUCTION | Engine RUN-5F3B32BB976D4AE2 / 2026-09 / Core 0.965
QSOR-0003215 | EXP-0533 | 18.0902 | 0.96327 | 17.4257 |  | 0 | 0% | 17.4257 | -3.673% | PASS | PUBLISH | PRODUCTION | Engine RUN-5F3B32BB976D4AE2 / 2026-09 / Core 0.965
QSOR-0003216 | EXP-0534 | 14.7087 | 0.96327 | 14.1684 |  | 0 | 0% | 14.1684 | -3.673% | PASS | PUBLISH | PRODUCTION | Engine RUN-5F3B32BB976D4AE2 / 2026-09 / Core 0.965
QSOR-0003217 | EXP-0534 | 15.6817 | 0.96327 | 15.1056 |  | 0 | 0% | 15.1056 | -3.673% | PASS | PUBLISH | PRODUCTION | Engine RUN-5F3B32BB976D4AE2 / 2026-09 / Core 0.965
QSOR-0003218 | EXP-0534 | 16.7555 | 0.96327 | 16.14 |  | 0 | 0% | 16.14 | -3.673% | PASS | PUBLISH | PRODUCTION | Engine RUN-5F3B32BB976D4AE2 / 2026-09 / Core 0.965
QSOR-0003219 | EXP-0534 | 21.1818 | 0.96327 | 20.4037 |  | 0 | 0% | 20.4037 | -3.673% | PASS | PUBLISH | PRODUCTION | Engine RUN-5F3B32BB976D4AE2 / 2026-09 / Core 0.965
QSOR-0003220 | EXP-0535 | 16.5625 | 0.96327 | 15.9541 |  | 0 | 0% | 15.9541 | -3.673% | PASS | PUBLISH | PRODUCTION | Engine RUN-5F3B32BB976D4AE2 / 2026-09 / Core 0.965
QSOR-0003221 | EXP-0535 | 17.8153 | 0.96327 | 17.1609 |  | 0 | 0% | 17.1609 | -3.673% | PASS | PUBLISH | PRODUCTION | Engine RUN-5F3B32BB976D4AE2 / 2026-09 / Core 0.965
QSOR-0003222 | EXP-0535 | 20.307 | 0.96327 | 19.561 |  | 0 | 0% | 19.561 | -3.673% | PASS | PUBLISH | PRODUCTION | Engine RUN-5F3B32BB976D4AE2 / 2026-09 / Core 0.965
QSOR-0003223 | EXP-0535 | 25.5262 | 0.96327 | 24.5885 |  | 0 | 0% | 24.5885 | -3.673% | PASS | PUBLISH | PRODUCTION | Engine RUN-5F3B32BB976D4AE2 / 2026-09 / Core 0.965
QSOR-0003224 | EXP-0536 | 14.2938 | 0.96327 | 13.7687 |  | 0 | 0% | 13.7687 | -3.673% | PASS | PUBLISH | PRODUCTION | Engine RUN-5F3B32BB976D4AE2 / 2026-09 / Core 0.965
QSOR-0003225 | EXP-0536 | 14.9578 | 0.96327 | 14.4083 |  | 0 | 0% | 14.4083 | -3.673% | PASS | PUBLISH | PRODUCTION | Engine RUN-5F3B32BB976D4AE2 / 2026-09 / Core 0.965
QSOR-0003226 | EXP-0536 | 16.02 | 0.96327 | 15.4315 |  | 0 | 0% | 15.4315 | -3.673% | PASS | PUBLISH | PRODUCTION | Engine RUN-5F3B32BB976D4AE2 / 2026-09 / Core 0.965
QSOR-0003227 | EXP-0536 | 17.8801 | 0.96327 | 17.2233 |  | 0 | 0% | 17.2233 | -3.673% | PASS | PUBLISH | PRODUCTION | Engine RUN-5F3B32BB976D4AE2 / 2026-09 / Core 0.965
QSOR-0003228 | EXP-0536 | 19.2943 | 0.96327 | 18.5855 |  | 0 | 0% | 18.5855 | -3.673% | PASS | PUBLISH | PRODUCTION | Engine RUN-5F3B32BB976D4AE2 / 2026-09 / Core 0.965
QSOR-0003229 | EXP-0536 | 23.9113 | 0.96327 | 23.0329 |  | 0 | 0% | 23.0329 | -3.673% | PASS | PUBLISH | PRODUCTION | Engine RUN-5F3B32BB976D4AE2 / 2026-09 / Core 0.965
QSOR-0003230 | EXP-0536 | 32.8984 | 0.96327 | 31.6899 |  | 0 | 0% | 31.6899 | -3.673% | PASS | PUBLISH | PRODUCTION | Engine RUN-5F3B32BB976D4AE2 / 2026-09 / Core 0.965
QSOR-0003231 | EXP-0537 | 14.7039 | 0.96327 | 14.1637 |  | 0 | 0% | 14.1637 | -3.673% | PASS | PUBLISH | PRODUCTION | Engine RUN-5F3B32BB976D4AE2 / 2026-09 / Core 0.965
QSOR-0003232 | EXP-0537 | 16.0644 | 0.96327 | 15.4743 |  | 0 | 0% | 15.4743 | -3.673% | PASS | PUBLISH | PRODUCTION | Engine RUN-5F3B32BB976D4AE2 / 2026-09 / Core 0.965
QSOR-0003233 | EXP-0537 | 17.5698 | 0.96327 | 16.9244 |  | 0 | 0% | 16.9244 | -3.673% | PASS | PUBLISH | PRODUCTION | Engine RUN-5F3B32BB976D4AE2 / 2026-09 / Core 0.965
QSOR-0003234 | EXP-0537 | 18.0121 | 0.96327 | 17.3504 |  | 0 | 0% | 17.3504 | -3.673% | PASS | PUBLISH | PRODUCTION | Engine RUN-5F3B32BB976D4AE2 / 2026-09 / Core 0.965
QSOR-0003235 | EXP-0537 | 20.9545 | 0.96327 | 20.1847 |  | 0 | 0% | 20.1847 | -3.673% | PASS | PUBLISH | PRODUCTION | Engine RUN-5F3B32BB976D4AE2 / 2026-09 / Core 0.965
QSOR-0003236 | EXP-0537 | 27.4411 | 0.96327 | 26.4331 |  | 0 | 0% | 26.4331 | -3.673% | PASS | PUBLISH | PRODUCTION | Engine RUN-5F3B32BB976D4AE2 / 2026-09 / Core 0.965
QSOR-0003237 | EXP-0537 | 35.7391 | 0.96327 | 34.4263 |  | 0 | 0% | 34.4263 | -3.673% | PASS | PUBLISH | PRODUCTION | Engine RUN-5F3B32BB976D4AE2 / 2026-09 / Core 0.965
QSOR-0003238 | EXP-0538 | 16.7327 | 0.96327 | 16.1181 |  | 0 | 0% | 16.1181 | -3.673% | PASS | PUBLISH | PRODUCTION | Engine RUN-5F3B32BB976D4AE2 / 2026-09 / Core 0.965
QSOR-0003239 | EXP-0538 | 16.5873 | 0.96327 | 15.978 |  | 0 | 0% | 15.978 | -3.673% | PASS | PUBLISH | PRODUCTION | Engine RUN-5F3B32BB976D4AE2 / 2026-09 / Core 0.965
QSOR-0003240 | EXP-0538 | 20.1264 | 0.96327 | 19.3871 |  | 0 | 0% | 19.3871 | -3.673% | PASS | PUBLISH | PRODUCTION | Engine RUN-5F3B32BB976D4AE2 / 2026-09 / Core 0.965
QSOR-0003241 | EXP-0538 | 21.7176 | 0.96327 | 20.9198 |  | 0 | 0% | 20.9198 | -3.673% | PASS | PUBLISH | PRODUCTION | Engine RUN-5F3B32BB976D4AE2 / 2026-09 / Core 0.965
QSOR-0003242 | EXP-0538 | 25.2071 | 0.96327 | 24.2811 |  | 0 | 0% | 24.2811 | -3.673% | PASS | PUBLISH | PRODUCTION | Engine RUN-5F3B32BB976D4AE2 / 2026-09 / Core 0.965
QSOR-0003243 | EXP-0538 | 29.9921 | 0.96327 | 28.8904 |  | 0 | 0% | 28.8904 | -3.673% | PASS | PUBLISH | PRODUCTION | Engine RUN-5F3B32BB976D4AE2 / 2026-09 / Core 0.965
QSOR-0003244 | EXP-0538 | 38.3276 | 0.96327 | 36.9197 |  | 0 | 0% | 36.9197 | -3.673% | PASS | PUBLISH | PRODUCTION | Engine RUN-5F3B32BB976D4AE2 / 2026-09 / Core 0.965
QSOR-0003245 | EXP-0539 | 20.0251 | 0.96327 | 19.2895 |  | 0 | 0% | 19.2895 | -3.673% | PASS | PUBLISH | PRODUCTION | Engine RUN-5F3B32BB976D4AE2 / 2026-09 / Core 0.965
QSOR-0003246 | EXP-0539 | 24.1686 | 0.96327 | 23.2808 |  | 0 | 0% | 23.2808 | -3.673% | PASS | PUBLISH | PRODUCTION | Engine RUN-5F3B32BB976D4AE2 / 2026-09 / Core 0.965
QSOR-0003247 | EXP-0539 | 29.961 | 0.96327 | 28.8604 |  | 0 | 0% | 28.8604 | -3.673% | PASS | PUBLISH | PRODUCTION | Engine RUN-5F3B32BB976D4AE2 / 2026-09 / Core 0.965
QSOR-0003248 | EXP-0540 | 22.0263 | 0.96327 | 21.2171 |  | 0 | 0% | 21.2171 | -3.673% | PASS | PUBLISH | PRODUCTION | Engine RUN-5F3B32BB976D4AE2 / 2026-09 / Core 0.965
QSOR-0003249 | EXP-0540 | 22.5094 | 0.96327 | 21.6826 |  | 0 | 0% | 21.6826 | -3.673% | PASS | PUBLISH | PRODUCTION | Engine RUN-5F3B32BB976D4AE2 / 2026-09 / Core 0.965
QSOR-0003250 | EXP-0540 | 26.2087 | 0.96327 | 25.2459 |  | 0 | 0% | 25.2459 | -3.673% | PASS | PUBLISH | PRODUCTION | Engine RUN-5F3B32BB976D4AE2 / 2026-09 / Core 0.965
QSOR-0003251 | EXP-0540 | 34.3583 | 0.96327 | 33.0962 |  | 0 | 0% | 33.0962 | -3.673% | PASS | PUBLISH | PRODUCTION | Engine RUN-5F3B32BB976D4AE2 / 2026-09 / Core 0.965
QSOR-0003252 | EXP-0540 | 45.0072 | 0.96327 | 43.3539 |  | 0 | 0% | 43.3539 | -3.673% | PASS | PUBLISH | PRODUCTION | Engine RUN-5F3B32BB976D4AE2 / 2026-09 / Core 0.965
QSOR-0003253 | EXP-0540 | 53.8145 | 0.96327 | 51.8376 |  | 0 | 0% | 51.8376 | -3.673% | PASS | PUBLISH | PRODUCTION | Engine RUN-5F3B32BB976D4AE2 / 2026-09 / Core 0.965
QSOR-0003254 | EXP-0540 | 64.2775 | 0.96327 | 61.9163 |  | 0 | 0% | 61.9163 | -3.673% | PASS | PUBLISH | PRODUCTION | Engine RUN-5F3B32BB976D4AE2 / 2026-09 / Core 0.965
QSOR-0003255 | EXP-0540 | 77.1227 | 0.96327 | 74.2896 |  | 0 | 0% | 74.2896 | -3.673% | PASS | PUBLISH | PRODUCTION | Engine RUN-5F3B32BB976D4AE2 / 2026-09 / Core 0.965
QSOR-0003256 | EXP-0540 | 92.348 | 0.96327 | 88.9556 |  | 0 | 0% | 88.9556 | -3.673% | PASS | PUBLISH | PRODUCTION | Engine RUN-5F3B32BB976D4AE2 / 2026-09 / Core 0.965
QSOR-0003257 | EXP-0541 | 26.2125 | 0.96327 | 25.2496 |  | 0 | 0% | 25.2496 | -3.673% | PASS | PUBLISH | PRODUCTION | Engine RUN-5F3B32BB976D4AE2 / 2026-09 / Core 0.965
QSOR-0003258 | EXP-0541 | 26.7335 | 0.96327 | 25.7515 |  | 0 | 0% | 25.7515 | -3.673% | PASS | PUBLISH | PRODUCTION | Engine RUN-5F3B32BB976D4AE2 / 2026-09 / Core 0.965
QSOR-0003259 | EXP-0541 | 31.247 | 0.96327 | 30.0992 |  | 0 | 0% | 30.0992 | -3.673% | PASS | PUBLISH | PRODUCTION | Engine RUN-5F3B32BB976D4AE2 / 2026-09 / Core 0.965
QSOR-0003260 | EXP-0541 | 40.8434 | 0.96327 | 39.343 |  | 0 | 0% | 39.343 | -3.673% | PASS | PUBLISH | PRODUCTION | Engine RUN-5F3B32BB976D4AE2 / 2026-09 / Core 0.965
QSOR-0003261 | EXP-0541 | 53.6369 | 0.96327 | 51.6665 |  | 0 | 0% | 51.6665 | -3.673% | PASS | PUBLISH | PRODUCTION | Engine RUN-5F3B32BB976D4AE2 / 2026-09 / Core 0.965
QSOR-0003262 | EXP-0541 | 64.4864 | 0.96327 | 62.1175 |  | 0 | 0% | 62.1175 | -3.673% | PASS | PUBLISH | PRODUCTION | Engine RUN-5F3B32BB976D4AE2 / 2026-09 / Core 0.965
QSOR-0003263 | EXP-0541 | 77.0404 | 0.96327 | 74.2104 |  | 0 | 0% | 74.2104 | -3.673% | PASS | PUBLISH | PRODUCTION | Engine RUN-5F3B32BB976D4AE2 / 2026-09 / Core 0.965
QSOR-0003264 | EXP-0541 | 92.1621 | 0.96327 | 88.7766 |  | 0 | 0% | 88.7766 | -3.673% | PASS | PUBLISH | PRODUCTION | Engine RUN-5F3B32BB976D4AE2 / 2026-09 / Core 0.965
QSOR-0003265 | EXP-0541 | 110.1778 | 0.96327 | 106.1305 |  | 0 | 0% | 106.1305 | -3.673% | PASS | PUBLISH | PRODUCTION | Engine RUN-5F3B32BB976D4AE2 / 2026-09 / Core 0.965
QSOR-0003266 | EXP-0541 | 131.8856 | 0.96327 | 127.0408 |  | 0 | 0% | 127.0408 | -3.673% | PASS | PUBLISH | PRODUCTION | Engine RUN-5F3B32BB976D4AE2 / 2026-09 / Core 0.965
QSOR-0003267 | EXP-0541 | 158.6025 | 0.96327 | 152.7763 |  | 0 | 0% | 152.7763 | -3.673% | PASS | PUBLISH | PRODUCTION | Engine RUN-5F3B32BB976D4AE2 / 2026-09 / Core 0.965
QSOR-0003268 | EXP-0541 | 190.0657 | 0.96327 | 183.0837 |  | 0 | 0% | 183.0837 | -3.673% | PASS | PUBLISH | PRODUCTION | Engine RUN-5F3B32BB976D4AE2 / 2026-09 / Core 0.965
QSOR-0003269 | EXP-0541 | 228.2877 | 0.96327 | 219.9016 |  | 0 | 0% | 219.9016 | -3.673% | PASS | PUBLISH | PRODUCTION | Engine RUN-5F3B32BB976D4AE2 / 2026-09 / Core 0.965
QSOR-0003270 | EXP-0541 | 275.1522 | 0.96327 | 265.0446 |  | 0 | 0% | 265.0446 | -3.673% | PASS | PUBLISH | PRODUCTION | Engine RUN-5F3B32BB976D4AE2 / 2026-09 / Core 0.965
QSOR-0003271 | EXP-0541 | 327.1614 | 0.96327 | 315.1433 |  | 0 | 0% | 315.1433 | -3.673% | PASS | PUBLISH | PRODUCTION | Engine RUN-5F3B32BB976D4AE2 / 2026-09 / Core 0.965
QSOR-0003272 | EXP-0542 | 310.9461 | 0.96327 | 299.5236 |  | 0 | 0% | 299.5236 | -3.673% | PASS | PUBLISH | PRODUCTION | Engine RUN-5F3B32BB976D4AE2 / 2026-09 / Core 0.965
QSOR-0003273 | EXP-0542 | 313.02 | 0.96327 | 301.5214 |  | 0 | 0% | 301.5214 | -3.673% | PASS | PUBLISH | PRODUCTION | Engine RUN-5F3B32BB976D4AE2 / 2026-09 / Core 0.965
QSOR-0003274 | EXP-0542 | 318.9891 | 0.96327 | 307.2712 |  | 0 | 0% | 307.2712 | -3.673% | PASS | PUBLISH | PRODUCTION | Engine RUN-5F3B32BB976D4AE2 / 2026-09 / Core 0.965
QSOR-0003275 | EXP-0542 | 316.4998 | 0.96327 | 304.8733 |  | 0 | 0% | 304.8733 | -3.673% | PASS | PUBLISH | PRODUCTION | Engine RUN-5F3B32BB976D4AE2 / 2026-09 / Core 0.965
QSOR-0003276 | EXP-0542 | 372.8492 | 0.96327 | 359.1527 |  | 0 | 0% | 359.1527 | -3.673% | PASS | PUBLISH | PRODUCTION | Engine RUN-5F3B32BB976D4AE2 / 2026-09 / Core 0.965
QSOR-0003277 | EXP-0542 | 392.754 | 0.96327 | 378.3264 |  | 0 | 0% | 378.3264 | -3.673% | PASS | PUBLISH | PRODUCTION | Engine RUN-5F3B32BB976D4AE2 / 2026-09 / Core 0.965
QSOR-0003278 | EXP-0543 | 39.9211 | 0.96327 | 38.4546 |  | 0 | 0% | 38.4546 | -3.673% | PASS | PUBLISH | PRODUCTION | Engine RUN-5F3B32BB976D4AE2 / 2026-09 / Core 0.965
QSOR-0003279 | EXP-0543 | 54.9093 | 0.96327 | 52.8922 |  | 0 | 0% | 52.8922 | -3.673% | PASS | PUBLISH | PRODUCTION | Engine RUN-5F3B32BB976D4AE2 / 2026-09 / Core 0.965
QSOR-0003280 | EXP-0543 | 56.5239 | 0.96327 | 54.4475 |  | 0 | 0% | 54.4475 | -3.673% | PASS | PUBLISH | PRODUCTION | Engine RUN-5F3B32BB976D4AE2 / 2026-09 / Core 0.965
QSOR-0003281 | EXP-0543 | 49.3864 | 0.96327 | 47.5722 |  | 0 | 0% | 47.5722 | -3.673% | PASS | PUBLISH | PRODUCTION | Engine RUN-5F3B32BB976D4AE2 / 2026-09 / Core 0.965
QSOR-0003282 | EXP-0543 | 64.504 | 0.96327 | 62.1345 |  | 0 | 0% | 62.1345 | -3.673% | PASS | PUBLISH | PRODUCTION | Engine RUN-5F3B32BB976D4AE2 / 2026-09 / Core 0.965
QSOR-0003283 | EXP-0543 | 13.2767 | 0.96327 | 12.789 |  | 0 | 0% | 12.789 | -3.673% | PASS | PUBLISH | PRODUCTION | Engine RUN-5F3B32BB976D4AE2 / 2026-09 / Core 0.965
QSOR-0003284 | EXP-0543 | 16.1994 | 0.96327 | 15.6043 |  | 0 | 0% | 15.6043 | -3.673% | PASS | PUBLISH | PRODUCTION | Engine RUN-5F3B32BB976D4AE2 / 2026-09 / Core 0.965
QSOR-0003285 | EXP-0544 | 79.7992 | 0.96327 | 76.8678 |  | 0 | 0% | 76.8678 | -3.673% | PASS | PUBLISH | PRODUCTION | Engine RUN-5F3B32BB976D4AE2 / 2026-09 / Core 0.965
QSOR-0003286 | EXP-0544 | 91.3328 | 0.96327 | 87.9777 |  | 0 | 0% | 87.9777 | -3.673% | PASS | PUBLISH | PRODUCTION | Engine RUN-5F3B32BB976D4AE2 / 2026-09 / Core 0.965
QSOR-0003287 | EXP-0544 | 101.6743 | 0.96327 | 97.9393 |  | 0 | 0% | 97.9393 | -3.673% | PASS | PUBLISH | PRODUCTION | Engine RUN-5F3B32BB976D4AE2 / 2026-09 / Core 0.965
QSOR-0003288 | EXP-0544 | 113.3544 | 0.96327 | 109.1904 |  | 0 | 0% | 109.1904 | -3.673% | PASS | PUBLISH | PRODUCTION | Engine RUN-5F3B32BB976D4AE2 / 2026-09 / Core 0.965
QSOR-0003289 | EXP-0544 | 126.256 | 0.96327 | 121.6181 |  | 0 | 0% | 121.6181 | -3.673% | PASS | PUBLISH | PRODUCTION | Engine RUN-5F3B32BB976D4AE2 / 2026-09 / Core 0.965
QSOR-0003290 | EXP-0544 | 150.1277 | 0.96327 | 144.6128 |  | 0 | 0% | 144.6128 | -3.673% | PASS | PUBLISH | PRODUCTION | Engine RUN-5F3B32BB976D4AE2 / 2026-09 / Core 0.965
QSOR-0003291 | EXP-0544 | 188.9142 | 0.96327 | 181.9745 |  | 0 | 0% | 181.9745 | -3.673% | PASS | PUBLISH | PRODUCTION | Engine RUN-5F3B32BB976D4AE2 / 2026-09 / Core 0.965
QSOR-0003292 | EXP-0544 | 201.2071 | 0.96327 | 193.8159 |  | 0 | 0% | 193.8159 | -3.673% | PASS | PUBLISH | PRODUCTION | Engine RUN-5F3B32BB976D4AE2 / 2026-09 / Core 0.965
QSOR-0003293 | EXP-0544 | 229.463 | 0.96327 | 221.0338 |  | 0 | 0% | 221.0338 | -3.673% | PASS | PUBLISH | PRODUCTION | Engine RUN-5F3B32BB976D4AE2 / 2026-09 / Core 0.965
QSOR-0003294 | EXP-0544 | 259.3646 | 0.96327 | 249.837 |  | 0 | 0% | 249.837 | -3.673% | PASS | PUBLISH | PRODUCTION | Engine RUN-5F3B32BB976D4AE2 / 2026-09 / Core 0.965
QSOR-0003295 | EXP-0545 | 85.0287 | 0.96327 | 81.9052 |  | 0 | 0% | 81.9052 | -3.673% | PASS | PUBLISH | PRODUCTION | Engine RUN-5F3B32BB976D4AE2 / 2026-09 / Core 0.965
QSOR-0003296 | EXP-0545 | 98.1037 | 0.96327 | 94.4999 |  | 0 | 0% | 94.4999 | -3.673% | PASS | PUBLISH | PRODUCTION | Engine RUN-5F3B32BB976D4AE2 / 2026-09 / Core 0.965
QSOR-0003297 | EXP-0545 | 110.2265 | 0.96327 | 106.1774 |  | 0 | 0% | 106.1774 | -3.673% | PASS | PUBLISH | PRODUCTION | Engine RUN-5F3B32BB976D4AE2 / 2026-09 / Core 0.965
QSOR-0003298 | EXP-0545 | 123.7896 | 0.96327 | 119.2423 |  | 0 | 0% | 119.2423 | -3.673% | PASS | PUBLISH | PRODUCTION | Engine RUN-5F3B32BB976D4AE2 / 2026-09 / Core 0.965
QSOR-0003299 | EXP-0545 | 137.8613 | 0.96327 | 132.797 |  | 0 | 0% | 132.797 | -3.673% | PASS | PUBLISH | PRODUCTION | Engine RUN-5F3B32BB976D4AE2 / 2026-09 / Core 0.965
QSOR-0003300 | EXP-0545 | 163.3663 | 0.96327 | 157.3651 |  | 0 | 0% | 157.3651 | -3.673% | PASS | PUBLISH | PRODUCTION | Engine RUN-5F3B32BB976D4AE2 / 2026-09 / Core 0.965
QSOR-0003301 | EXP-0545 | 197.9627 | 0.96327 | 190.6906 |  | 0 | 0% | 190.6906 | -3.673% | PASS | PUBLISH | PRODUCTION | Engine RUN-5F3B32BB976D4AE2 / 2026-09 / Core 0.965
QSOR-0003302 | EXP-0545 | 234.7422 | 0.96327 | 226.1191 |  | 0 | 0% | 226.1191 | -3.673% | PASS | PUBLISH | PRODUCTION | Engine RUN-5F3B32BB976D4AE2 / 2026-09 / Core 0.965
QSOR-0003303 | EXP-0545 | 269.7314 | 0.96327 | 259.8229 |  | 0 | 0% | 259.8229 | -3.673% | PASS | PUBLISH | PRODUCTION | Engine RUN-5F3B32BB976D4AE2 / 2026-09 / Core 0.965
QSOR-0003304 | EXP-0545 | 302.272 | 0.96327 | 291.1682 |  | 0 | 0% | 291.1682 | -3.673% | PASS | PUBLISH | PRODUCTION | Engine RUN-5F3B32BB976D4AE2 / 2026-09 / Core 0.965
QSOR-0003305 | EXP-0546 | 42.1835 | 0.96327 | 40.6339 |  | 0 | 0% | 40.6339 | -3.673% | PASS | PUBLISH | PRODUCTION | Engine RUN-5F3B32BB976D4AE2 / 2026-09 / Core 0.965
QSOR-0003306 | EXP-0546 | 48.4684 | 0.96327 | 46.688 |  | 0 | 0% | 46.688 | -3.673% | PASS | PUBLISH | PRODUCTION | Engine RUN-5F3B32BB976D4AE2 / 2026-09 / Core 0.965
QSOR-0003307 | EXP-0546 | 53.9416 | 0.96327 | 51.96 |  | 0 | 0% | 51.96 | -3.673% | PASS | PUBLISH | PRODUCTION | Engine RUN-5F3B32BB976D4AE2 / 2026-09 / Core 0.965
QSOR-0003308 | EXP-0546 | 59.7954 | 0.96327 | 57.5988 |  | 0 | 0% | 57.5988 | -3.673% | PASS | PUBLISH | PRODUCTION | Engine RUN-5F3B32BB976D4AE2 / 2026-09 / Core 0.965
QSOR-0003309 | EXP-0546 | 66.6972 | 0.96327 | 64.2471 |  | 0 | 0% | 64.2471 | -3.673% | PASS | PUBLISH | PRODUCTION | Engine RUN-5F3B32BB976D4AE2 / 2026-09 / Core 0.965
QSOR-0003310 | EXP-0546 | 79.4188 | 0.96327 | 76.5014 |  | 0 | 0% | 76.5014 | -3.673% | PASS | PUBLISH | PRODUCTION | Engine RUN-5F3B32BB976D4AE2 / 2026-09 / Core 0.965
QSOR-0003311 | EXP-0546 | 95.1506 | 0.96327 | 91.6553 |  | 0 | 0% | 91.6553 | -3.673% | PASS | PUBLISH | PRODUCTION | Engine RUN-5F3B32BB976D4AE2 / 2026-09 / Core 0.965
QSOR-0003312 | EXP-0546 | 105.4958 | 0.96327 | 101.6204 |  | 0 | 0% | 101.6204 | -3.673% | PASS | PUBLISH | PRODUCTION | Engine RUN-5F3B32BB976D4AE2 / 2026-09 / Core 0.965
QSOR-0003313 | EXP-0546 | 121.2723 | 0.96327 | 116.8174 |  | 0 | 0% | 116.8174 | -3.673% | PASS | PUBLISH | PRODUCTION | Engine RUN-5F3B32BB976D4AE2 / 2026-09 / Core 0.965
QSOR-0003314 | EXP-0546 | 136.5837 | 0.96327 | 131.5664 |  | 0 | 0% | 131.5664 | -3.673% | PASS | PUBLISH | PRODUCTION | Engine RUN-5F3B32BB976D4AE2 / 2026-09 / Core 0.965
QSOR-0003315 | EXP-0547 | 45.2248 | 0.96327 | 43.5634 |  | 0 | 0% | 43.5634 | -3.673% | PASS | PUBLISH | PRODUCTION | Engine RUN-5F3B32BB976D4AE2 / 2026-09 / Core 0.965
QSOR-0003316 | EXP-0547 | 51.8738 | 0.96327 | 49.9682 |  | 0 | 0% | 49.9682 | -3.673% | PASS | PUBLISH | PRODUCTION | Engine RUN-5F3B32BB976D4AE2 / 2026-09 / Core 0.965
QSOR-0003317 | EXP-0547 | 58.3241 | 0.96327 | 56.1816 |  | 0 | 0% | 56.1816 | -3.673% | PASS | PUBLISH | PRODUCTION | Engine RUN-5F3B32BB976D4AE2 / 2026-09 / Core 0.965
QSOR-0003318 | EXP-0547 | 65.6813 | 0.96327 | 63.2685 |  | 0 | 0% | 63.2685 | -3.673% | PASS | PUBLISH | PRODUCTION | Engine RUN-5F3B32BB976D4AE2 / 2026-09 / Core 0.965
QSOR-0003319 | EXP-0547 | 72.6909 | 0.96327 | 70.0206 |  | 0 | 0% | 70.0206 | -3.673% | PASS | PUBLISH | PRODUCTION | Engine RUN-5F3B32BB976D4AE2 / 2026-09 / Core 0.965
QSOR-0003320 | EXP-0547 | 86.2572 | 0.96327 | 83.0885 |  | 0 | 0% | 83.0885 | -3.673% | PASS | PUBLISH | PRODUCTION | Engine RUN-5F3B32BB976D4AE2 / 2026-09 / Core 0.965
QSOR-0003321 | EXP-0547 | 104.7295 | 0.96327 | 100.8823 |  | 0 | 0% | 100.8823 | -3.673% | PASS | PUBLISH | PRODUCTION | Engine RUN-5F3B32BB976D4AE2 / 2026-09 / Core 0.965
QSOR-0003322 | EXP-0547 | 123.2275 | 0.96327 | 118.7008 |  | 0 | 0% | 118.7008 | -3.673% | PASS | PUBLISH | PRODUCTION | Engine RUN-5F3B32BB976D4AE2 / 2026-09 / Core 0.965
QSOR-0003323 | EXP-0547 | 141.0166 | 0.96327 | 135.8365 |  | 0 | 0% | 135.8365 | -3.673% | PASS | PUBLISH | PRODUCTION | Engine RUN-5F3B32BB976D4AE2 / 2026-09 / Core 0.965
QSOR-0003324 | EXP-0547 | 158.6688 | 0.96327 | 152.8402 |  | 0 | 0% | 152.8402 | -3.673% | PASS | PUBLISH | PRODUCTION | Engine RUN-5F3B32BB976D4AE2 / 2026-09 / Core 0.965
QSOR-0003325 | EXP-0548 | 59.0676 | 0.96327 | 56.8977 |  | 0 | 0% | 56.8977 | -3.673% | PASS | PUBLISH | PRODUCTION | Engine RUN-5F3B32BB976D4AE2 / 2026-09 / Core 0.965
QSOR-0003326 | EXP-0548 | 64.6742 | 0.96327 | 62.2985 |  | 0 | 0% | 62.2985 | -3.673% | PASS | PUBLISH | PRODUCTION | Engine RUN-5F3B32BB976D4AE2 / 2026-09 / Core 0.965
QSOR-0003327 | EXP-0548 | 280.8826 | 0.96327 | 270.5645 |  | 0 | 0% | 270.5645 | -3.673% | PASS | PUBLISH | PRODUCTION | Engine RUN-5F3B32BB976D4AE2 / 2026-09 / Core 0.965
QSOR-0003328 | EXP-0548 | 32.4529 | 0.96327 | 31.2608 |  | 0 | 0% | 31.2608 | -3.673% | PASS | PUBLISH | PRODUCTION | Engine RUN-5F3B32BB976D4AE2 / 2026-09 / Core 0.965
QSOR-0003329 | EXP-0548 | 133.8346 | 0.96327 | 128.9183 |  | 0 | 0% | 128.9183 | -3.673% | PASS | PUBLISH | PRODUCTION | Engine RUN-5F3B32BB976D4AE2 / 2026-09 / Core 0.965
QSOR-0003330 | EXP-0548 | 14.4618 | 0.96327 | 13.9305 |  | 0 | 0% | 13.9305 | -3.673% | PASS | PUBLISH | PRODUCTION | Engine RUN-5F3B32BB976D4AE2 / 2026-09 / Core 0.965
QSOR-0003331 | EXP-0548 | 12.5915 | 0.96327 | 12.129 |  | 0 | 0% | 12.129 | -3.673% | PASS | PUBLISH | PRODUCTION | Engine RUN-5F3B32BB976D4AE2 / 2026-09 / Core 0.965
QSOR-0003332 | EXP-0548 | 64.9845 | 0.96327 | 62.5973 |  | 0 | 0% | 62.5973 | -3.673% | PASS | PUBLISH | PRODUCTION | Engine RUN-5F3B32BB976D4AE2 / 2026-09 / Core 0.965
QSOR-0003333 | EXP-0548 | 77.6405 | 0.96327 | 74.7884 |  | 0 | 0% | 74.7884 | -3.673% | PASS | PUBLISH | PRODUCTION | Engine RUN-5F3B32BB976D4AE2 / 2026-09 / Core 0.965
QSOR-0003334 | EXP-0549 | 160.5519 | 0.96327 | 154.6541 |  | 0 | 0% | 154.6541 | -3.673% | PASS | PUBLISH | PRODUCTION | Engine RUN-5F3B32BB976D4AE2 / 2026-09 / Core 0.965
QSOR-0003335 | EXP-0549 | 167.1109 | 0.96327 | 160.9722 |  | 0 | 0% | 160.9722 | -3.673% | PASS | PUBLISH | PRODUCTION | Engine RUN-5F3B32BB976D4AE2 / 2026-09 / Core 0.965
QSOR-0003336 | EXP-0549 | 210.4277 | 0.96327 | 202.6978 |  | 0 | 0% | 202.6978 | -3.673% | PASS | PUBLISH | PRODUCTION | Engine RUN-5F3B32BB976D4AE2 / 2026-09 / Core 0.965
QSOR-0003338 | EXP-0550 | 289.0321 | 0.96327 | 278.4146 |  | 0 | 0% | 278.4146 | -3.673% | PASS | PUBLISH | PRODUCTION | Engine RUN-5F3B32BB976D4AE2 / 2026-09 / Core 0.965
QSOR-0003339 | EXP-0550 | 429.3524 | 0.96327 | 413.5804 |  | 0 | 0% | 413.5804 | -3.673% | PASS | PUBLISH | PRODUCTION | Engine RUN-5F3B32BB976D4AE2 / 2026-09 / Core 0.965
QSOR-0003340 | EXP-0550 | 606.2461 | 0.96327 | 583.9759 |  | 0 | 0% | 583.9759 | -3.673% | PASS | PUBLISH | PRODUCTION | Engine RUN-5F3B32BB976D4AE2 / 2026-09 / Core 0.965
QSOR-0003341 | EXP-0550 | 910.2787 | 0.96327 | 876.8401 |  | 0 | 0% | 876.8401 | -3.673% | PASS | PUBLISH | PRODUCTION | Engine RUN-5F3B32BB976D4AE2 / 2026-09 / Core 0.965
QSOR-0003342 | EXP-0551 | 35.6541 | 0.95537 | 34.0627 |  | 0 | 0% | 34.0627 | -4.463% | PASS | PUBLISH | PRODUCTION | Engine RUN-5F3B32BB976D4AE2 / 2026-09 / Core 0.965
QSOR-0003343 | EXP-0551 | 46.8487 | 0.95537 | 44.7577 |  | 0 | 0% | 44.7577 | -4.463% | PASS | PUBLISH | PRODUCTION | Engine RUN-5F3B32BB976D4AE2 / 2026-09 / Core 0.965
QSOR-0003344 | EXP-0551 | 71.6837 | 0.95537 | 68.4842 |  | 0 | 0% | 68.4842 | -4.463% | PASS | PUBLISH | PRODUCTION | Engine RUN-5F3B32BB976D4AE2 / 2026-09 / Core 0.965
QSOR-0003345 | EXP-0551 | 79.9363 | 0.95537 | 76.3685 |  | 0 | 0% | 76.3685 | -4.463% | PASS | PUBLISH | PRODUCTION | Engine RUN-5F3B32BB976D4AE2 / 2026-09 / Core 0.965
QSOR-0003346 | EXP-0551 | 114.0449 | 0.95537 | 108.9547 |  | 0 | 0% | 108.9547 | -4.463% | PASS | PUBLISH | PRODUCTION | Engine RUN-5F3B32BB976D4AE2 / 2026-09 / Core 0.965
QSOR-0003347 | EXP-0551 | 148.5042 | 0.95537 | 141.876 |  | 0 | 0% | 141.876 | -4.463% | PASS | PUBLISH | PRODUCTION | Engine RUN-5F3B32BB976D4AE2 / 2026-09 / Core 0.965
QSOR-0003348 | EXP-0551 | 218.4339 | 0.95537 | 208.6845 |  | 0 | 0% | 208.6845 | -4.463% | PASS | PUBLISH | PRODUCTION | Engine RUN-5F3B32BB976D4AE2 / 2026-09 / Core 0.965
QSOR-0003349 | EXP-0552 | 51.8153 | 0.96327 | 49.9119 |  | 0 | 0% | 49.9119 | -3.673% | PASS | PUBLISH | PRODUCTION | Engine RUN-5F3B32BB976D4AE2 / 2026-09 / Core 0.965
QSOR-0003350 | EXP-0552 | 60.4112 | 0.96327 | 58.192 |  | 0 | 0% | 58.192 | -3.673% | PASS | PUBLISH | PRODUCTION | Engine RUN-5F3B32BB976D4AE2 / 2026-09 / Core 0.965
QSOR-0003351 | EXP-0552 | 85.808 | 0.96327 | 82.6559 |  | 0 | 0% | 82.6559 | -3.673% | PASS | PUBLISH | PRODUCTION | Engine RUN-5F3B32BB976D4AE2 / 2026-09 / Core 0.965
QSOR-0003352 | EXP-0552 | 141.0645 | 0.96327 | 135.8826 |  | 0 | 0% | 135.8826 | -3.673% | PASS | PUBLISH | PRODUCTION | Engine RUN-5F3B32BB976D4AE2 / 2026-09 / Core 0.965
QSOR-0003353 | EXP-0552 | 224.4962 | 0.96327 | 216.2495 |  | 0 | 0% | 216.2495 | -3.673% | PASS | PUBLISH | PRODUCTION | Engine RUN-5F3B32BB976D4AE2 / 2026-09 / Core 0.965
QSOR-0003354 | EXP-0552 | 267.2803 | 0.96327 | 257.4619 |  | 0 | 0% | 257.4619 | -3.673% | PASS | PUBLISH | PRODUCTION | Engine RUN-5F3B32BB976D4AE2 / 2026-09 / Core 0.965
QSOR-0003355 | EXP-0552 | 337.446 | 0.96327 | 325.0501 |  | 0 | 0% | 325.0501 | -3.673% | PASS | PUBLISH | PRODUCTION | Engine RUN-5F3B32BB976D4AE2 / 2026-09 / Core 0.965
QSOR-0003356 | EXP-0552 | 388.592 | 0.96327 | 374.3173 |  | 0 | 0% | 374.3173 | -3.673% | PASS | PUBLISH | PRODUCTION | Engine RUN-5F3B32BB976D4AE2 / 2026-09 / Core 0.965
QSOR-0003357 | EXP-0553 | 72.7898 | 0.96327 | 70.1159 |  | 0 | 0% | 70.1159 | -3.673% | PASS | PUBLISH | PRODUCTION | Engine RUN-5F3B32BB976D4AE2 / 2026-09 / Core 0.965
QSOR-0003358 | EXP-0553 | 91.7462 | 0.96327 | 88.376 |  | 0 | 0% | 88.376 | -3.673% | PASS | PUBLISH | PRODUCTION | Engine RUN-5F3B32BB976D4AE2 / 2026-09 / Core 0.965
QSOR-0003359 | EXP-0553 | 117.5713 | 0.96327 | 113.2523 |  | 0 | 0% | 113.2523 | -3.673% | PASS | PUBLISH | PRODUCTION | Engine RUN-5F3B32BB976D4AE2 / 2026-09 / Core 0.965
QSOR-0003360 | EXP-0554 | 28.3089 | 0.96327 | 27.269 |  | 0 | 0% | 27.269 | -3.673% | PASS | PUBLISH | PRODUCTION | Engine RUN-5F3B32BB976D4AE2 / 2026-09 / Core 0.965
QSOR-0003361 | EXP-0555 | 25.2918 | 0.95537 | 24.163 |  | 0 | 0% | 24.163 | -4.463% | PASS | PUBLISH | PRODUCTION | Engine RUN-5F3B32BB976D4AE2 / 2026-09 / Core 0.965
QSOR-0003362 | EXP-0555 | 28.3878 | 0.95537 | 27.1208 |  | 0 | 0% | 27.1208 | -4.463% | PASS | PUBLISH | PRODUCTION | Engine RUN-5F3B32BB976D4AE2 / 2026-09 / Core 0.965
QSOR-0003363 | EXP-0555 | 28.5019 | 0.95537 | 27.2298 |  | 0 | 0% | 27.2298 | -4.463% | PASS | PUBLISH | PRODUCTION | Engine RUN-5F3B32BB976D4AE2 / 2026-09 / Core 0.965
QSOR-0003364 | EXP-0555 | 32.3679 | 0.95537 | 30.9232 |  | 0 | 0% | 30.9232 | -4.463% | PASS | PUBLISH | PRODUCTION | Engine RUN-5F3B32BB976D4AE2 / 2026-09 / Core 0.965
QSOR-0003365 | EXP-0556 | 39.1175 | 0.96002 | 37.5534 |  | 0 | 0% | 37.5534 | -3.998% | PASS | PUBLISH | PRODUCTION | Engine RUN-5F3B32BB976D4AE2 / 2026-09 / Core 0.965
QSOR-0003366 | EXP-0556 | 54.6942 | 0.96002 | 52.5073 |  | 0 | 0% | 52.5073 | -3.998% | PASS | PUBLISH | PRODUCTION | Engine RUN-5F3B32BB976D4AE2 / 2026-09 / Core 0.965
QSOR-0003367 | EXP-0556 | 45.0679 | 0.96002 | 43.2659 |  | 0 | 0% | 43.2659 | -3.998% | PASS | PUBLISH | PRODUCTION | Engine RUN-5F3B32BB976D4AE2 / 2026-09 / Core 0.965
QSOR-0003368 | EXP-0556 | 63.3282 | 0.96002 | 60.7961 |  | 0 | 0% | 60.7961 | -3.998% | PASS | PUBLISH | PRODUCTION | Engine RUN-5F3B32BB976D4AE2 / 2026-09 / Core 0.965
QSOR-0003369 | EXP-0557 | 64.3922 | 0.96002 | 61.8176 |  | 0 | 0% | 61.8176 | -3.998% | PASS | PUBLISH | PRODUCTION | Engine RUN-5F3B32BB976D4AE2 / 2026-09 / Core 0.965
QSOR-0003370 | EXP-0557 | 102.1421 | 0.96002 | 98.0581 |  | 0 | 0% | 98.0581 | -3.998% | PASS | PUBLISH | PRODUCTION | Engine RUN-5F3B32BB976D4AE2 / 2026-09 / Core 0.965
QSOR-0003371 | EXP-0558 | 20.6453 | 0.96327 | 19.8869 |  | 0 | 0% | 19.8869 | -3.673% | PASS | PUBLISH | PRODUCTION | Engine RUN-5F3B32BB976D4AE2 / 2026-09 / Core 0.965
QSOR-0003372 | EXP-0559 | 41.7189 | 0.96327 | 40.1864 |  | 0 | 0% | 40.1864 | -3.673% | PASS | PUBLISH | PRODUCTION | Engine RUN-5F3B32BB976D4AE2 / 2026-09 / Core 0.965
QSOR-0003373 | EXP-0559 | 63.9287 | 0.96327 | 61.5803 |  | 0 | 0% | 61.5803 | -3.673% | PASS | PUBLISH | PRODUCTION | Engine RUN-5F3B32BB976D4AE2 / 2026-09 / Core 0.965
QSOR-0003374 | EXP-0559 | 142.1386 | 0.96327 | 136.9172 |  | 0 | 0% | 136.9172 | -3.673% | PASS | PUBLISH | PRODUCTION | Engine RUN-5F3B32BB976D4AE2 / 2026-09 / Core 0.965
QSOR-0003375 | EXP-0559 | 321.7931 | 0.96327 | 309.9722 |  | 0 | 0% | 309.9722 | -3.673% | PASS | PUBLISH | PRODUCTION | Engine RUN-5F3B32BB976D4AE2 / 2026-09 / Core 0.965
QSOR-0003376 | EXP-0560 | 141.868 | 0.96327 | 136.6566 |  | 0 | 0% | 136.6566 | -3.673% | PASS | PUBLISH | PRODUCTION | Engine RUN-5F3B32BB976D4AE2 / 2026-09 / Core 0.965
QSOR-0003377 | EXP-0560 | 167.378 | 0.96327 | 161.2295 |  | 0 | 0% | 161.2295 | -3.673% | PASS | PUBLISH | PRODUCTION | Engine RUN-5F3B32BB976D4AE2 / 2026-09 / Core 0.965
QSOR-0003378 | EXP-0560 | 109.9055 | 0.96327 | 105.8682 |  | 0 | 0% | 105.8682 | -3.673% | PASS | PUBLISH | PRODUCTION | Engine RUN-5F3B32BB976D4AE2 / 2026-09 / Core 0.965
QSOR-0003379 | EXP-0561 | 30.0852 | 0.96327 | 28.98 |  | 0 | 0% | 28.98 | -3.673% | PASS | PUBLISH | PRODUCTION | Engine RUN-5F3B32BB976D4AE2 / 2026-09 / Core 0.965
QSOR-0003380 | EXP-0561 | 35.764 | 0.96327 | 34.4502 |  | 0 | 0% | 34.4502 | -3.673% | PASS | PUBLISH | PRODUCTION | Engine RUN-5F3B32BB976D4AE2 / 2026-09 / Core 0.965
QSOR-0003381 | EXP-0561 | 38.4205 | 0.96327 | 37.0091 |  | 0 | 0% | 37.0091 | -3.673% | PASS | PUBLISH | PRODUCTION | Engine RUN-5F3B32BB976D4AE2 / 2026-09 / Core 0.965
QSOR-0003382 | EXP-0562 | 47.23 | 0.96002 | 45.3416 |  | 0 | 0% | 45.3416 | -3.998% | PASS | PUBLISH | PRODUCTION | Engine RUN-5F3B32BB976D4AE2 / 2026-09 / Core 0.965
QSOR-0003383 | EXP-0562 | 46.7407 | 0.96002 | 44.8718 |  | 0 | 0% | 44.8718 | -3.998% | PASS | PUBLISH | PRODUCTION | Engine RUN-5F3B32BB976D4AE2 / 2026-09 / Core 0.965
QSOR-0003384 | EXP-0562 | 60.264 | 0.96002 | 57.8544 |  | 0 | 0% | 57.8544 | -3.998% | PASS | PUBLISH | PRODUCTION | Engine RUN-5F3B32BB976D4AE2 / 2026-09 / Core 0.965
QSOR-0003385 | EXP-0563 | 89.0406 | 0.96327 | 85.7697 |  | 0 | 0% | 85.7697 | -3.673% | PASS | PUBLISH | PRODUCTION | Engine RUN-5F3B32BB976D4AE2 / 2026-09 / Core 0.965
QSOR-0003386 | EXP-0563 | 97.5709 | 0.96327 | 93.9867 |  | 0 | 0% | 93.9867 | -3.673% | PASS | PUBLISH | PRODUCTION | Engine RUN-5F3B32BB976D4AE2 / 2026-09 / Core 0.965
QSOR-0003387 | EXP-0564 | 114.4944 | 0.96327 | 110.2885 |  | 0 | 0% | 110.2885 | -3.673% | PASS | PUBLISH | PRODUCTION | Engine RUN-5F3B32BB976D4AE2 / 2026-09 / Core 0.965
QSOR-0003388 | EXP-0564 | 111.3243 | 0.96327 | 107.2348 |  | 0 | 0% | 107.2348 | -3.673% | PASS | PUBLISH | PRODUCTION | Engine RUN-5F3B32BB976D4AE2 / 2026-09 / Core 0.965
QSOR-0003389 | EXP-0565 | 94.4111 | 0.96327 | 90.9429 |  | 0 | 0% | 90.9429 | -3.673% | PASS | PUBLISH | PRODUCTION | Engine RUN-5F3B32BB976D4AE2 / 2026-09 / Core 0.965
QSOR-0003390 | EXP-0566 | 99.6633 | 0.96327 | 96.0022 |  | 0 | 0% | 96.0022 | -3.673% | PASS | PUBLISH | PRODUCTION | Engine RUN-5F3B32BB976D4AE2 / 2026-09 / Core 0.965
QSOR-0003391 | EXP-0566 | 102.511 | 0.96327 | 98.7453 |  | 0 | 0% | 98.7453 | -3.673% | PASS | PUBLISH | PRODUCTION | Engine RUN-5F3B32BB976D4AE2 / 2026-09 / Core 0.965
QSOR-0003392 | EXP-0566 | 149.059 | 0.96327 | 143.5834 |  | 0 | 0% | 143.5834 | -3.673% | PASS | PUBLISH | PRODUCTION | Engine RUN-5F3B32BB976D4AE2 / 2026-09 / Core 0.965
QSOR-0003393 | EXP-0566 | 214.7388 | 0.96327 | 206.8505 |  | 0 | 0% | 206.8505 | -3.673% | PASS | PUBLISH | PRODUCTION | Engine RUN-5F3B32BB976D4AE2 / 2026-09 / Core 0.965
QSOR-0003394 | EXP-0566 | 361.8188 | 0.96327 | 348.5276 |  | 0 | 0% | 348.5276 | -3.673% | PASS | PUBLISH | PRODUCTION | Engine RUN-5F3B32BB976D4AE2 / 2026-09 / Core 0.965
QSOR-0003395 | EXP-0567 | 114.0752 | 0.96516 | 110.1014 |  | 0 | 0% | 110.1014 | -3.484% | PASS | PUBLISH | PRODUCTION | Engine RUN-5F3B32BB976D4AE2 / 2026-09 / Core 0.965
QSOR-0003396 | EXP-0567 | 151.7851 | 0.96516 | 146.4976 |  | 0 | 0% | 146.4976 | -3.484% | PASS | PUBLISH | PRODUCTION | Engine RUN-5F3B32BB976D4AE2 / 2026-09 / Core 0.965
QSOR-0003397 | EXP-0568 | 425.138 | 0.96516 | 410.3283 |  | 0 | 0% | 410.3283 | -3.484% | PASS | PUBLISH | PRODUCTION | Engine RUN-5F3B32BB976D4AE2 / 2026-09 / Core 0.965
QSOR-0003398 | EXP-0568 | 707.9329 | 0.96516 | 683.2719 |  | 0 | 0% | 683.2719 | -3.484% | PASS | PUBLISH | PRODUCTION | Engine RUN-5F3B32BB976D4AE2 / 2026-09 / Core 0.965
QSOR-0003399 | EXP-0568 | 1037.8601 | 0.96516 | 1001.706 |  | 0 | 0% | 1001.706 | -3.484% | PASS | PUBLISH | PRODUCTION | Engine RUN-5F3B32BB976D4AE2 / 2026-09 / Core 0.965
QSOR-0003400 | EXP-0569 | 660.8645 | 0.96516 | 637.8431 |  | 0 | 0% | 637.8431 | -3.484% | PASS | PUBLISH | PRODUCTION | Engine RUN-5F3B32BB976D4AE2 / 2026-09 / Core 0.965
QSOR-0003401 | EXP-0569 | 896.5497 | 0.96516 | 865.3182 |  | 0 | 0% | 865.3182 | -3.484% | PASS | PUBLISH | PRODUCTION | Engine RUN-5F3B32BB976D4AE2 / 2026-09 / Core 0.965
QSOR-0003402 | EXP-0570 | 170.6287 | 0.96516 | 164.6848 |  | 0 | 0% | 164.6848 | -3.484% | PASS | PUBLISH | PRODUCTION | Engine RUN-5F3B32BB976D4AE2 / 2026-09 / Core 0.965
QSOR-0003403 | EXP-0570 | 330.8849 | 0.96516 | 319.3584 |  | 0 | 0% | 319.3584 | -3.484% | PASS | PUBLISH | PRODUCTION | Engine RUN-5F3B32BB976D4AE2 / 2026-09 / Core 0.965
QSOR-0003404 | EXP-0571 | 1886.3279 | 0.96516 | 1820.6173 |  | 0 | 0% | 1820.6173 | -3.484% | PASS | PUBLISH | PRODUCTION | Engine RUN-5F3B32BB976D4AE2 / 2026-09 / Core 0.965
QSOR-0003405 | EXP-0571 | 3771.7101 | 0.96516 | 3640.3219 |  | 0 | 0% | 3640.3219 | -3.484% | PASS | PUBLISH | PRODUCTION | Engine RUN-5F3B32BB976D4AE2 / 2026-09 / Core 0.965
QSOR-0003406 | EXP-0571 | 7542.4748 | 0.96516 | 7279.7312 |  | 0 | 0% | 7279.7312 | -3.484% | PASS | PUBLISH | PRODUCTION | Engine RUN-5F3B32BB976D4AE2 / 2026-09 / Core 0.965
QSOR-0003407 | EXP-0572 | 1414.9089 | 0.96215 | 1361.3576 |  | 0 | 0% | 1361.3576 | -3.785% | PASS | PUBLISH | PRODUCTION | Engine RUN-5F3B32BB976D4AE2 / 2026-09 / Core 0.965
QSOR-0003408 | EXP-0572 | 2828.8721 | 0.96215 | 2721.8052 |  | 0 | 0% | 2721.8052 | -3.785% | PASS | PUBLISH | PRODUCTION | Engine RUN-5F3B32BB976D4AE2 / 2026-09 / Core 0.965
QSOR-0003409 | EXP-0572 | 5656.7986 | 0.96215 | 5442.7007 |  | 0 | 0% | 5442.7007 | -3.785% | PASS | PUBLISH | PRODUCTION | Engine RUN-5F3B32BB976D4AE2 / 2026-09 / Core 0.965
QSOR-0003411 | EXP-0573 | 234.8088 | 0.96603 | 226.8327 |  | 0 | 0% | 226.8327 | -3.397% | PASS | PUBLISH | PRODUCTION | Engine RUN-5F3B32BB976D4AE2 / 2026-09 / Core 0.965
QSOR-0003412 | EXP-0573 | 99.3233 | 0.96603 | 95.9494 |  | 0 | 0% | 95.9494 | -3.397% | PASS | PUBLISH | PRODUCTION | Engine RUN-5F3B32BB976D4AE2 / 2026-09 / Core 0.965
QSOR-0003413 | EXP-0573 | 289.449 | 0.96603 | 279.617 |  | 0 | 0% | 279.617 | -3.397% | PASS | PUBLISH | PRODUCTION | Engine RUN-5F3B32BB976D4AE2 / 2026-09 / Core 0.965
QSOR-0003414 | EXP-0573 | 90.5735 | 0.96603 | 87.4969 |  | 0 | 0% | 87.4969 | -3.397% | PASS | PUBLISH | PRODUCTION | Engine RUN-5F3B32BB976D4AE2 / 2026-09 / Core 0.965
QSOR-0003415 | EXP-0573 | 51.8326 | 0.96603 | 50.0719 |  | 0 | 0% | 50.0719 | -3.397% | PASS | PUBLISH | PRODUCTION | Engine RUN-5F3B32BB976D4AE2 / 2026-09 / Core 0.965
QSOR-0003416 | EXP-0573 | 51.7381 | 0.96603 | 49.9807 |  | 0 | 0% | 49.9807 | -3.397% | PASS | PUBLISH | PRODUCTION | Engine RUN-5F3B32BB976D4AE2 / 2026-09 / Core 0.965
QSOR-0003417 | EXP-0573 | 695.9202 | 0.96603 | 672.2811 |  | 0 | 0% | 672.2811 | -3.397% | PASS | PUBLISH | PRODUCTION | Engine RUN-5F3B32BB976D4AE2 / 2026-09 / Core 0.965
QSOR-0003418 | EXP-0573 | 30.3297 | 0.96603 | 29.2995 |  | 0 | 0% | 29.2995 | -3.397% | PASS | PUBLISH | PRODUCTION | Engine RUN-5F3B32BB976D4AE2 / 2026-09 / Core 0.965
QSOR-0003419 | EXP-0573 | 249.2828 | 0.96603 | 240.8151 |  | 0 | 0% | 240.8151 | -3.397% | PASS | PUBLISH | PRODUCTION | Engine RUN-5F3B32BB976D4AE2 / 2026-09 / Core 0.965
QSOR-0003420 | EXP-0573 | 491.829 | 0.96603 | 475.1225 |  | 0 | 0% | 475.1225 | -3.397% | PASS | PUBLISH | PRODUCTION | Engine RUN-5F3B32BB976D4AE2 / 2026-09 / Core 0.965
QSOR-0003421 | EXP-0573 | 266.4866 | 0.96603 | 257.4346 |  | 0 | 0% | 257.4346 | -3.397% | PASS | PUBLISH | PRODUCTION | Engine RUN-5F3B32BB976D4AE2 / 2026-09 / Core 0.965
QSOR-0003423 | EXP-0574 | 52.7572 | 0.96603 | 50.9652 |  | 0 | 0% | 50.9652 | -3.397% | PASS | PUBLISH | PRODUCTION | Engine RUN-5F3B32BB976D4AE2 / 2026-09 / Core 0.965
QSOR-0003424 | EXP-0574 | 52.9527 | 0.96603 | 51.154 |  | 0 | 0% | 51.154 | -3.397% | PASS | PUBLISH | PRODUCTION | Engine RUN-5F3B32BB976D4AE2 / 2026-09 / Core 0.965
QSOR-0003425 | EXP-0574 | 72.6696 | 0.96603 | 70.2012 |  | 0 | 0% | 70.2012 | -3.397% | PASS | PUBLISH | PRODUCTION | Engine RUN-5F3B32BB976D4AE2 / 2026-09 / Core 0.965
QSOR-0003426 | EXP-0574 | 75.4597 | 0.96603 | 72.8965 |  | 0 | 0% | 72.8965 | -3.397% | PASS | PUBLISH | PRODUCTION | Engine RUN-5F3B32BB976D4AE2 / 2026-09 / Core 0.965
QSOR-0003427 | EXP-0574 | 129.0306 | 0.96603 | 124.6477 |  | 0 | 0% | 124.6477 | -3.397% | PASS | PUBLISH | PRODUCTION | Engine RUN-5F3B32BB976D4AE2 / 2026-09 / Core 0.965
QSOR-0003428 | EXP-0574 | 140.7607 | 0.96603 | 135.9793 |  | 0 | 0% | 135.9793 | -3.397% | PASS | PUBLISH | PRODUCTION | Engine RUN-5F3B32BB976D4AE2 / 2026-09 / Core 0.965
QSOR-0003429 | EXP-0574 | 128.5229 | 0.96603 | 124.1572 |  | 0 | 0% | 124.1572 | -3.397% | PASS | PUBLISH | PRODUCTION | Engine RUN-5F3B32BB976D4AE2 / 2026-09 / Core 0.965
QSOR-0003430 | EXP-0574 | 171.0227 | 0.96603 | 165.2134 |  | 0 | 0% | 165.2134 | -3.397% | PASS | PUBLISH | PRODUCTION | Engine RUN-5F3B32BB976D4AE2 / 2026-09 / Core 0.965
QSOR-0003431 | EXP-0574 | 690.9217 | 0.96603 | 667.4524 |  | 0 | 0% | 667.4524 | -3.397% | PASS | PUBLISH | PRODUCTION | Engine RUN-5F3B32BB976D4AE2 / 2026-09 / Core 0.965
QSOR-0003432 | EXP-0574 | 722.6308 | 0.96603 | 698.0844 |  | 0 | 0% | 698.0844 | -3.397% | PASS | PUBLISH | PRODUCTION | Engine RUN-5F3B32BB976D4AE2 / 2026-09 / Core 0.965
QSOR-0003433 | EXP-0574 | 271.5717 | 0.96603 | 262.3469 |  | 0 | 0% | 262.3469 | -3.397% | PASS | PUBLISH | PRODUCTION | Engine RUN-5F3B32BB976D4AE2 / 2026-09 / Core 0.965
QSOR-0003434 | EXP-0574 | 207.2896 | 0.96603 | 200.2484 |  | 0 | 0% | 200.2484 | -3.397% | PASS | PUBLISH | PRODUCTION | Engine RUN-5F3B32BB976D4AE2 / 2026-09 / Core 0.965
QSOR-0003435 | EXP-0574 | 58.5829 | 0.96603 | 56.5929 |  | 0 | 0% | 56.5929 | -3.397% | PASS | PUBLISH | PRODUCTION | Engine RUN-5F3B32BB976D4AE2 / 2026-09 / Core 0.965
QSOR-0003436 | EXP-0574 | 222.8814 | 0.96603 | 215.3105 |  | 0 | 0% | 215.3105 | -3.397% | PASS | PUBLISH | PRODUCTION | Engine RUN-5F3B32BB976D4AE2 / 2026-09 / Core 0.965
QSOR-0003437 | EXP-0574 | 113.7985 | 0.96603 | 109.933 |  | 0 | 0% | 109.933 | -3.397% | PASS | PUBLISH | PRODUCTION | Engine RUN-5F3B32BB976D4AE2 / 2026-09 / Core 0.965
QSOR-0003439 | EXP-0575 | 421.4018 | 0.96603 | 407.0876 |  | 0 | 0% | 407.0876 | -3.397% | PASS | PUBLISH | PRODUCTION | Engine RUN-5F3B32BB976D4AE2 / 2026-09 / Core 0.965
QSOR-0003440 | EXP-0575 | 800.0823 | 0.96603 | 772.905 |  | 0 | 0% | 772.905 | -3.397% | PASS | PUBLISH | PRODUCTION | Engine RUN-5F3B32BB976D4AE2 / 2026-09 / Core 0.965
QSOR-0003441 | EXP-0575 | 1611.7191 | 0.96603 | 1556.972 |  | 0 | 0% | 1556.972 | -3.397% | PASS | PUBLISH | PRODUCTION | Engine RUN-5F3B32BB976D4AE2 / 2026-09 / Core 0.965
QSOR-0003442 | EXP-0575 | 757.4787 | 0.96603 | 731.7485 |  | 0 | 0% | 731.7485 | -3.397% | PASS | PUBLISH | PRODUCTION | Engine RUN-5F3B32BB976D4AE2 / 2026-09 / Core 0.965
QSOR-0003443 | EXP-0575 | 1104.3643 | 0.96603 | 1066.8511 |  | 0 | 0% | 1066.8511 | -3.397% | PASS | PUBLISH | PRODUCTION | Engine RUN-5F3B32BB976D4AE2 / 2026-09 / Core 0.965
QSOR-0003444 | EXP-0575 | 440.9031 | 0.96603 | 425.9265 |  | 0 | 0% | 425.9265 | -3.397% | PASS | PUBLISH | PRODUCTION | Engine RUN-5F3B32BB976D4AE2 / 2026-09 / Core 0.965
QSOR-0003445 | EXP-0575 | 130.6651 | 0.96603 | 126.2266 |  | 0 | 0% | 126.2266 | -3.397% | PASS | PUBLISH | PRODUCTION | Engine RUN-5F3B32BB976D4AE2 / 2026-09 / Core 0.965
QSOR-0003446 | EXP-0576 | 330.8795 | 0.96215 | 318.3564 |  | 0 | 0% | 318.3564 | -3.785% | PASS | PUBLISH | PRODUCTION | Engine RUN-5F3B32BB976D4AE2 / 2026-09 / Core 0.965
QSOR-0003447 | EXP-0576 | 472.2797 | 0.96215 | 454.4049 |  | 0 | 0% | 454.4049 | -3.785% | PASS | PUBLISH | PRODUCTION | Engine RUN-5F3B32BB976D4AE2 / 2026-09 / Core 0.965
QSOR-0003448 | EXP-0576 | 849.3469 | 0.96215 | 817.2009 |  | 0 | 0% | 817.2009 | -3.785% | PASS | PUBLISH | PRODUCTION | Engine RUN-5F3B32BB976D4AE2 / 2026-09 / Core 0.965
QSOR-0003449 | EXP-0577 | 929.775 | 0.96215 | 894.585 |  | 0 | 0% | 894.585 | -3.785% | PASS | PUBLISH | PRODUCTION | Engine RUN-5F3B32BB976D4AE2 / 2026-09 / Core 0.965
QSOR-0003450 | EXP-0577 | 1858.5946 | 0.96215 | 1788.2507 |  | 0 | 0% | 1788.2507 | -3.785% | PASS | PUBLISH | PRODUCTION | Engine RUN-5F3B32BB976D4AE2 / 2026-09 / Core 0.965
QSOR-0003451 | EXP-0577 | 3716.2433 | 0.96215 | 3575.5913 |  | 0 | 0% | 3575.5913 | -3.785% | PASS | PUBLISH | PRODUCTION | Engine RUN-5F3B32BB976D4AE2 / 2026-09 / Core 0.965
QSOR-0003452 | EXP-0578 | 755.0929 | 0.96215 | 726.5143 |  | 0 | 0% | 726.5143 | -3.785% | PASS | PUBLISH | PRODUCTION | Engine RUN-5F3B32BB976D4AE2 / 2026-09 / Core 0.965
QSOR-0003453 | EXP-0578 | 1132.1669 | 0.96215 | 1089.3167 |  | 0 | 0% | 1089.3167 | -3.785% | PASS | PUBLISH | PRODUCTION | Engine RUN-5F3B32BB976D4AE2 / 2026-09 / Core 0.965
QSOR-0003454 | EXP-0578 | 1886.314 | 0.96215 | 1814.921 |  | 0 | 0% | 1814.921 | -3.785% | PASS | PUBLISH | PRODUCTION | Engine RUN-5F3B32BB976D4AE2 / 2026-09 / Core 0.965
QSOR-0003455 | EXP-0578 | 236.6167 | 0.96215 | 227.6613 |  | 0 | 0% | 227.6613 | -3.785% | PASS | PUBLISH | PRODUCTION | Engine RUN-5F3B32BB976D4AE2 / 2026-09 / Core 0.965
QSOR-0003456 | EXP-0578 | 330.8851 | 0.96215 | 318.3618 |  | 0 | 0% | 318.3618 | -3.785% | PASS | PUBLISH | PRODUCTION | Engine RUN-5F3B32BB976D4AE2 / 2026-09 / Core 0.965
QSOR-0003457 | EXP-0578 | 472.2878 | 0.96215 | 454.4127 |  | 0 | 0% | 454.4127 | -3.785% | PASS | PUBLISH | PRODUCTION | Engine RUN-5F3B32BB976D4AE2 / 2026-09 / Core 0.965
QSOR-0003458 | EXP-0579 | 236.6332 | 0.96215 | 227.6771 |  | 0 | 0% | 227.6771 | -3.785% | PASS | PUBLISH | PRODUCTION | Engine RUN-5F3B32BB976D4AE2 / 2026-09 / Core 0.965
QSOR-0003459 | EXP-0579 | 378.0456 | 0.96215 | 363.7373 |  | 0 | 0% | 363.7373 | -3.785% | PASS | PUBLISH | PRODUCTION | Engine RUN-5F3B32BB976D4AE2 / 2026-09 / Core 0.965
QSOR-0003460 | EXP-0579 | 613.733 | 0.96215 | 590.5044 |  | 0 | 0% | 590.5044 | -3.785% | PASS | PUBLISH | PRODUCTION | Engine RUN-5F3B32BB976D4AE2 / 2026-09 / Core 0.965
QSOR-0003461 | EXP-0579 | 566.5955 | 0.96215 | 545.151 |  | 0 | 0% | 545.151 | -3.785% | PASS | PUBLISH | PRODUCTION | Engine RUN-5F3B32BB976D4AE2 / 2026-09 / Core 0.965
QSOR-0003462 | EXP-0579 | 849.4206 | 0.96215 | 817.2718 |  | 0 | 0% | 817.2718 | -3.785% | PASS | PUBLISH | PRODUCTION | Engine RUN-5F3B32BB976D4AE2 / 2026-09 / Core 0.965
QSOR-0003463 | EXP-0579 | 1697.895 | 0.96215 | 1633.6332 |  | 0 | 0% | 1633.6332 | -3.785% | PASS | PUBLISH | PRODUCTION | Engine RUN-5F3B32BB976D4AE2 / 2026-09 / Core 0.965
QSOR-0003465 | EXP-0580 | 2.337 | 0.96327 | 2.2511 |  | 0 | 0% | 2.2511 | -3.673% | PASS | PUBLISH | PRODUCTION | Engine RUN-5F3B32BB976D4AE2 / 2026-09 / Core 0.965
QSOR-0003466 | EXP-0580 | 2.4647 | 0.96327 | 2.3742 |  | 0 | 0% | 2.3742 | -3.673% | PASS | PUBLISH | PRODUCTION | Engine RUN-5F3B32BB976D4AE2 / 2026-09 / Core 0.965
QSOR-0003467 | EXP-0580 | 2.7946 | 0.96327 | 2.6919 |  | 0 | 0% | 2.6919 | -3.673% | PASS | PUBLISH | PRODUCTION | Engine RUN-5F3B32BB976D4AE2 / 2026-09 / Core 0.965
QSOR-0003468 | EXP-0580 | 4.0378 | 0.96327 | 3.8895 |  | 0 | 0% | 3.8895 | -3.673% | PASS | PUBLISH | PRODUCTION | Engine RUN-5F3B32BB976D4AE2 / 2026-09 / Core 0.965
QSOR-0003469 | EXP-0580 | 4.957 | 0.96327 | 4.7749 |  | 0 | 0% | 4.7749 | -3.673% | PASS | PUBLISH | PRODUCTION | Engine RUN-5F3B32BB976D4AE2 / 2026-09 / Core 0.965
QSOR-0003470 | EXP-0580 | 5.5541 | 0.96327 | 5.35 |  | 0 | 0% | 5.35 | -3.673% | PASS | PUBLISH | PRODUCTION | Engine RUN-5F3B32BB976D4AE2 / 2026-09 / Core 0.965
QSOR-0003471 | EXP-0580 | 6.9562 | 0.96327 | 6.7006 |  | 0 | 0% | 6.7006 | -3.673% | PASS | PUBLISH | PRODUCTION | Engine RUN-5F3B32BB976D4AE2 / 2026-09 / Core 0.965
QSOR-0003472 | EXP-0580 | 8.0392 | 0.96327 | 7.7439 |  | 0 | 0% | 7.7439 | -3.673% | PASS | PUBLISH | PRODUCTION | Engine RUN-5F3B32BB976D4AE2 / 2026-09 / Core 0.965
QSOR-0003473 | EXP-0580 | 9.6149 | 0.96327 | 9.2617 |  | 0 | 0% | 9.2617 | -3.673% | PASS | PUBLISH | PRODUCTION | Engine RUN-5F3B32BB976D4AE2 / 2026-09 / Core 0.965
QSOR-0003474 | EXP-0580 | 11.184 | 0.96327 | 10.7732 |  | 0 | 0% | 10.7732 | -3.673% | PASS | PUBLISH | PRODUCTION | Engine RUN-5F3B32BB976D4AE2 / 2026-09 / Core 0.965
QSOR-0003475 | EXP-0580 | 15.5132 | 0.96327 | 14.9433 |  | 0 | 0% | 14.9433 | -3.673% | PASS | PUBLISH | PRODUCTION | Engine RUN-5F3B32BB976D4AE2 / 2026-09 / Core 0.965
QSOR-0003476 | EXP-0581 | 28.2436 | 0.95537 | 26.983 |  | 0 | 0% | 26.983 | -4.463% | PASS | PUBLISH | PRODUCTION | Engine RUN-5F3B32BB976D4AE2 / 2026-09 / Core 0.965
QSOR-0003477 | EXP-0581 | 25.04 | 0.95537 | 23.9224 |  | 0 | 0% | 23.9224 | -4.463% | PASS | PUBLISH | PRODUCTION | Engine RUN-5F3B32BB976D4AE2 / 2026-09 / Core 0.965
QSOR-0003478 | EXP-0582 | 36.1055 | 0.96603 | 34.879 |  | 0 | 0% | 34.879 | -3.397% | PASS | PUBLISH | PRODUCTION | Engine RUN-5F3B32BB976D4AE2 / 2026-09 / Core 0.965
QSOR-0003479 | EXP-0582 | 37.9945 | 0.96603 | 36.7039 |  | 0 | 0% | 36.7039 | -3.397% | PASS | PUBLISH | PRODUCTION | Engine RUN-5F3B32BB976D4AE2 / 2026-09 / Core 0.965
QSOR-0003480 | EXP-0583 | 203.7553 | 0.96603 | 196.8341 |  | 0 | 0% | 196.8341 | -3.397% | PASS | PUBLISH | PRODUCTION | Engine RUN-5F3B32BB976D4AE2 / 2026-09 / Core 0.965
QSOR-0003481 | EXP-0583 | 323.768 | 0.96603 | 312.7703 |  | 0 | 0% | 312.7703 | -3.397% | PASS | PUBLISH | PRODUCTION | Engine RUN-5F3B32BB976D4AE2 / 2026-09 / Core 0.965
QSOR-0003482 | EXP-0584 | 30.0174 | 0.96603 | 28.9978 |  | 0 | 0% | 28.9978 | -3.397% | PASS | PUBLISH | PRODUCTION | Engine RUN-5F3B32BB976D4AE2 / 2026-09 / Core 0.965
QSOR-0003483 | EXP-0584 | 35.3792 | 0.96603 | 34.1774 |  | 0 | 0% | 34.1774 | -3.397% | PASS | PUBLISH | PRODUCTION | Engine RUN-5F3B32BB976D4AE2 / 2026-09 / Core 0.965
QSOR-0003484 | EXP-0584 | 40.3588 | 0.96603 | 38.9879 |  | 0 | 0% | 38.9879 | -3.397% | PASS | PUBLISH | PRODUCTION | Engine RUN-5F3B32BB976D4AE2 / 2026-09 / Core 0.965
QSOR-0003485 | EXP-0584 | 49.2423 | 0.96603 | 47.5696 |  | 0 | 0% | 47.5696 | -3.397% | PASS | PUBLISH | PRODUCTION | Engine RUN-5F3B32BB976D4AE2 / 2026-09 / Core 0.965
QSOR-0003486 | EXP-0585 | 2.2209 | 0.96177 | 2.136 |  | 0 | 0% | 2.136 | -3.823% | PASS | PUBLISH | PRODUCTION | Engine RUN-5F3B32BB976D4AE2 / 2026-09 / Core 0.965
QSOR-0003487 | EXP-0586 | 15.8029 | 0.96603 | 15.2661 |  | 0 | 0% | 15.2661 | -3.397% | PASS | PUBLISH | PRODUCTION | Engine RUN-5F3B32BB976D4AE2 / 2026-09 / Core 0.965
QSOR-0003488 | EXP-0586 | 21.5578 | 0.96603 | 20.8255 |  | 0 | 0% | 20.8255 | -3.397% | PASS | PUBLISH | PRODUCTION | Engine RUN-5F3B32BB976D4AE2 / 2026-09 / Core 0.965
QSOR-0003489 | EXP-0586 | 38.5969 | 0.96603 | 37.2859 |  | 0 | 0% | 37.2859 | -3.397% | PASS | PUBLISH | PRODUCTION | Engine RUN-5F3B32BB976D4AE2 / 2026-09 / Core 0.965
QSOR-0003490 | EXP-0586 | 39.0888 | 0.96603 | 37.7611 |  | 0 | 0% | 37.7611 | -3.397% | PASS | PUBLISH | PRODUCTION | Engine RUN-5F3B32BB976D4AE2 / 2026-09 / Core 0.965
QSOR-0003491 | EXP-0586 | 45.9741 | 0.96603 | 44.4124 |  | 0 | 0% | 44.4124 | -3.397% | PASS | PUBLISH | PRODUCTION | Engine RUN-5F3B32BB976D4AE2 / 2026-09 / Core 0.965
QSOR-0003492 | EXP-0587 | 29.5546 | 0.96603 | 28.5507 |  | 0 | 0% | 28.5507 | -3.397% | PASS | PUBLISH | PRODUCTION | Engine RUN-5F3B32BB976D4AE2 / 2026-09 / Core 0.965
QSOR-0003493 | EXP-0587 | 40.0113 | 0.96603 | 38.6522 |  | 0 | 0% | 38.6522 | -3.397% | PASS | PUBLISH | PRODUCTION | Engine RUN-5F3B32BB976D4AE2 / 2026-09 / Core 0.965
QSOR-0003494 | EXP-0588 | 9.3328 | 0.96177 | 8.976 |  | 0 | 0% | 8.976 | -3.823% | PASS | PUBLISH | PRODUCTION | Engine RUN-5F3B32BB976D4AE2 / 2026-09 / Core 0.965
QSOR-0003495 | EXP-0588 | 10.9746 | 0.96177 | 10.555 |  | 0 | 0% | 10.555 | -3.823% | PASS | PUBLISH | PRODUCTION | Engine RUN-5F3B32BB976D4AE2 / 2026-09 / Core 0.965
QSOR-0003496 | EXP-0588 | 13.1419 | 0.96177 | 12.6394 |  | 0 | 0% | 12.6394 | -3.823% | PASS | PUBLISH | PRODUCTION | Engine RUN-5F3B32BB976D4AE2 / 2026-09 / Core 0.965
QSOR-0003497 | EXP-0588 | 15.9084 | 0.96177 | 15.3002 |  | 0 | 0% | 15.3002 | -3.823% | PASS | PUBLISH | PRODUCTION | Engine RUN-5F3B32BB976D4AE2 / 2026-09 / Core 0.965
QSOR-0003498 | EXP-0589 | 7.5398 | 0.96327 | 7.2629 |  | 0 | 0% | 7.2629 | -3.673% | PASS | PUBLISH | PRODUCTION | Engine RUN-5F3B32BB976D4AE2 / 2026-09 / Core 0.965
QSOR-0003499 | EXP-0589 | 9.0875 | 0.96327 | 8.7536 |  | 0 | 0% | 8.7536 | -3.673% | PASS | PUBLISH | PRODUCTION | Engine RUN-5F3B32BB976D4AE2 / 2026-09 / Core 0.965
QSOR-0003500 | EXP-0589 | 9.9969 | 0.96327 | 9.6297 |  | 0 | 0% | 9.6297 | -3.673% | PASS | PUBLISH | PRODUCTION | Engine RUN-5F3B32BB976D4AE2 / 2026-09 / Core 0.965
QSOR-0003501 | EXP-0589 | 11.0508 | 0.96327 | 10.6448 |  | 0 | 0% | 10.6448 | -3.673% | PASS | PUBLISH | PRODUCTION | Engine RUN-5F3B32BB976D4AE2 / 2026-09 / Core 0.965
QSOR-0003502 | EXP-0589 | 12.2424 | 0.96327 | 11.7926 |  | 0 | 0% | 11.7926 | -3.673% | PASS | PUBLISH | PRODUCTION | Engine RUN-5F3B32BB976D4AE2 / 2026-09 / Core 0.965
QSOR-0003503 | EXP-0590 | 23.414 | 0.96603 | 22.6187 |  | 0 | 0% | 22.6187 | -3.397% | PASS | PUBLISH | PRODUCTION | Engine RUN-5F3B32BB976D4AE2 / 2026-09 / Core 0.965
QSOR-0003504 | EXP-0590 | 27.031 | 0.96603 | 26.1128 |  | 0 | 0% | 26.1128 | -3.397% | PASS | PUBLISH | PRODUCTION | Engine RUN-5F3B32BB976D4AE2 / 2026-09 / Core 0.965
QSOR-0003505 | EXP-0590 | 148.4167 | 0.96603 | 143.3753 |  | 0 | 0% | 143.3753 | -3.397% | PASS | PUBLISH | PRODUCTION | Engine RUN-5F3B32BB976D4AE2 / 2026-09 / Core 0.965
QSOR-0003506 | EXP-0590 | 211.5635 | 0.96603 | 204.3771 |  | 0 | 0% | 204.3771 | -3.397% | PASS | PUBLISH | PRODUCTION | Engine RUN-5F3B32BB976D4AE2 / 2026-09 / Core 0.965
QSOR-0003507 | EXP-0590 | 284.8106 | 0.96603 | 275.1361 |  | 0 | 0% | 275.1361 | -3.397% | PASS | PUBLISH | PRODUCTION | Engine RUN-5F3B32BB976D4AE2 / 2026-09 / Core 0.965
QSOR-0003508 | EXP-0591 | 43.0074 | 0.96603 | 41.5465 |  | 0 | 0% | 41.5465 | -3.397% | PASS | PUBLISH | PRODUCTION | Engine RUN-5F3B32BB976D4AE2 / 2026-09 / Core 0.965
QSOR-0003509 | EXP-0591 | 40.4805 | 0.96603 | 39.1055 |  | 0 | 0% | 39.1055 | -3.397% | PASS | PUBLISH | PRODUCTION | Engine RUN-5F3B32BB976D4AE2 / 2026-09 / Core 0.965
QSOR-0003510 | EXP-0591 | 43.7728 | 0.96603 | 42.2859 |  | 0 | 0% | 42.2859 | -3.397% | PASS | PUBLISH | PRODUCTION | Engine RUN-5F3B32BB976D4AE2 / 2026-09 / Core 0.965
QSOR-0003511 | EXP-0592 | 330.8899 | 0.96603 | 319.6502 |  | 0 | 0% | 319.6502 | -3.397% | PASS | PUBLISH | PRODUCTION | Engine RUN-5F3B32BB976D4AE2 / 2026-09 / Core 0.965
QSOR-0003512 | EXP-0592 | 566.5645 | 0.96603 | 547.3193 |  | 0 | 0% | 547.3193 | -3.397% | PASS | PUBLISH | PRODUCTION | Engine RUN-5F3B32BB976D4AE2 / 2026-09 / Core 0.965
QSOR-0003513 | EXP-0592 | 755.104 | 0.96603 | 729.4545 |  | 0 | 0% | 729.4545 | -3.397% | PASS | PUBLISH | PRODUCTION | Engine RUN-5F3B32BB976D4AE2 / 2026-09 / Core 0.965
QSOR-0003514 | EXP-0593 | 114.0674 | 0.96603 | 110.1928 |  | 0 | 0% | 110.1928 | -3.397% | PASS | PUBLISH | PRODUCTION | Engine RUN-5F3B32BB976D4AE2 / 2026-09 / Core 0.965
QSOR-0003515 | EXP-0593 | 170.6281 | 0.96603 | 164.8322 |  | 0 | 0% | 164.8322 | -3.397% | PASS | PUBLISH | PRODUCTION | Engine RUN-5F3B32BB976D4AE2 / 2026-09 / Core 0.965
QSOR-0003516 | EXP-0593 | 283.7497 | 0.96603 | 274.1113 |  | 0 | 0% | 274.1113 | -3.397% | PASS | PUBLISH | PRODUCTION | Engine RUN-5F3B32BB976D4AE2 / 2026-09 / Core 0.965
QSOR-0003517 | EXP-0594 | 330.8766 | 0.96603 | 319.6374 |  | 0 | 0% | 319.6374 | -3.397% | PASS | PUBLISH | PRODUCTION | Engine RUN-5F3B32BB976D4AE2 / 2026-09 / Core 0.965
QSOR-0003518 | EXP-0594 | 613.6746 | 0.96603 | 592.8292 |  | 0 | 0% | 592.8292 | -3.397% | PASS | PUBLISH | PRODUCTION | Engine RUN-5F3B32BB976D4AE2 / 2026-09 / Core 0.965
QSOR-0003519 | EXP-0594 | 1132.1377 | 0.96603 | 1093.6812 |  | 0 | 0% | 1093.6812 | -3.397% | PASS | PUBLISH | PRODUCTION | Engine RUN-5F3B32BB976D4AE2 / 2026-09 / Core 0.965
QSOR-0003520 | EXP-0595 | 208.334 | 0.96327 | 200.681 |  | 0 | 0% | 200.681 | -3.673% | PASS | PUBLISH | PRODUCTION | Engine RUN-5F3B32BB976D4AE2 / 2026-09 / Core 0.965
QSOR-0003521 | EXP-0595 | 378.0156 | 0.96327 | 364.1294 |  | 0 | 0% | 364.1294 | -3.673% | PASS | PUBLISH | PRODUCTION | Engine RUN-5F3B32BB976D4AE2 / 2026-09 / Core 0.965
QSOR-0003522 | EXP-0596 | 236.6277 | 0.96603 | 228.5899 |  | 0 | 0% | 228.5899 | -3.397% | PASS | PUBLISH | PRODUCTION | Engine RUN-5F3B32BB976D4AE2 / 2026-09 / Core 0.965
QSOR-0003523 | EXP-0596 | 425.1732 | 0.96603 | 410.7309 |  | 0 | 0% | 410.7309 | -3.397% | PASS | PUBLISH | PRODUCTION | Engine RUN-5F3B32BB976D4AE2 / 2026-09 / Core 0.965
QSOR-0003524 | EXP-0597 | 849.3056 | 0.96603 | 820.4563 |  | 0 | 0% | 820.4563 | -3.397% | PASS | PUBLISH | PRODUCTION | Engine RUN-5F3B32BB976D4AE2 / 2026-09 / Core 0.965
QSOR-0003525 | EXP-0597 | 1697.6656 | 0.96603 | 1639.9991 |  | 0 | 0% | 1639.9991 | -3.397% | PASS | PUBLISH | PRODUCTION | Engine RUN-5F3B32BB976D4AE2 / 2026-09 / Core 0.965
QSOR-0003526 | EXP-0597 | 3300.1234 | 0.96603 | 3188.0244 |  | 0 | 0% | 3188.0244 | -3.397% | PASS | PUBLISH | PRODUCTION | Engine RUN-5F3B32BB976D4AE2 / 2026-09 / Core 0.965
QSOR-0003527 | EXP-0598 | 189.4926 | 0.96603 | 183.0559 |  | 0 | 0% | 183.0559 | -3.397% | PASS | PUBLISH | PRODUCTION | Engine RUN-5F3B32BB976D4AE2 / 2026-09 / Core 0.965
QSOR-0003528 | EXP-0598 | 472.3131 | 0.96603 | 456.2695 |  | 0 | 0% | 456.2695 | -3.397% | PASS | PUBLISH | PRODUCTION | Engine RUN-5F3B32BB976D4AE2 / 2026-09 / Core 0.965
QSOR-0003529 | EXP-0599 | 1414.9235 | 0.96603 | 1366.8612 |  | 0 | 0% | 1366.8612 | -3.397% | PASS | PUBLISH | PRODUCTION | Engine RUN-5F3B32BB976D4AE2 / 2026-09 / Core 0.965
QSOR-0003530 | EXP-0599 | 2828.9015 | 0.96603 | 2732.8091 |  | 0 | 0% | 2732.8091 | -3.397% | PASS | PUBLISH | PRODUCTION | Engine RUN-5F3B32BB976D4AE2 / 2026-09 / Core 0.965
QSOR-0003531 | EXP-0599 | 5656.8573 | 0.96603 | 5464.7045 |  | 0 | 0% | 5464.7045 | -3.397% | PASS | PUBLISH | PRODUCTION | Engine RUN-5F3B32BB976D4AE2 / 2026-09 / Core 0.965
QSOR-0003532 | EXP-0600 | 943.5391 | 0.96603 | 911.4889 |  | 0 | 0% | 911.4889 | -3.397% | PASS | PUBLISH | PRODUCTION | Engine RUN-5F3B32BB976D4AE2 / 2026-09 / Core 0.965
QSOR-0003533 | EXP-0600 | 1697.6137 | 0.96603 | 1639.949 |  | 0 | 0% | 1639.949 | -3.397% | PASS | PUBLISH | PRODUCTION | Engine RUN-5F3B32BB976D4AE2 / 2026-09 / Core 0.965
QSOR-0003534 | EXP-0601 | 755.0603 | 0.96603 | 729.4123 |  | 0 | 0% | 729.4123 | -3.397% | PASS | PUBLISH | PRODUCTION | Engine RUN-5F3B32BB976D4AE2 / 2026-09 / Core 0.965
QSOR-0003535 | EXP-0601 | 1414.9104 | 0.96603 | 1366.8486 |  | 0 | 0% | 1366.8486 | -3.397% | PASS | PUBLISH | PRODUCTION | Engine RUN-5F3B32BB976D4AE2 / 2026-09 / Core 0.965
QSOR-0003536 | EXP-0602 | 1415.0245 | 0.96603 | 1366.9588 |  | 0 | 0% | 1366.9588 | -3.397% | PASS | PUBLISH | PRODUCTION | Engine RUN-5F3B32BB976D4AE2 / 2026-09 / Core 0.965
QSOR-0003537 | EXP-0602 | 2357.7437 | 0.96603 | 2277.6556 |  | 0 | 0% | 2277.6556 | -3.397% | PASS | PUBLISH | PRODUCTION | Engine RUN-5F3B32BB976D4AE2 / 2026-09 / Core 0.965
QSOR-0003538 | EXP-0603 | 236.6108 | 0.96603 | 228.5736 |  | 0 | 0% | 228.5736 | -3.397% | PASS | PUBLISH | PRODUCTION | Engine RUN-5F3B32BB976D4AE2 / 2026-09 / Core 0.965
QSOR-0003539 | EXP-0603 | 378.01 | 0.96603 | 365.1697 |  | 0 | 0% | 365.1697 | -3.397% | PASS | PUBLISH | PRODUCTION | Engine RUN-5F3B32BB976D4AE2 / 2026-09 / Core 0.965
QSOR-0003540 | EXP-0604 | 76.3629 | 0.96603 | 73.769 |  | 0 | 0% | 73.769 | -3.397% | PASS | PUBLISH | PRODUCTION | Engine RUN-5F3B32BB976D4AE2 / 2026-09 / Core 0.965
QSOR-0003541 | EXP-0604 | 142.3529 | 0.96603 | 137.5175 |  | 0 | 0% | 137.5175 | -3.397% | PASS | PUBLISH | PRODUCTION | Engine RUN-5F3B32BB976D4AE2 / 2026-09 / Core 0.965
QSOR-0003542 | EXP-0605 | 236.6291 | 0.96603 | 228.5912 |  | 0 | 0% | 228.5912 | -3.397% | PASS | PUBLISH | PRODUCTION | Engine RUN-5F3B32BB976D4AE2 / 2026-09 / Core 0.965
QSOR-0003543 | EXP-0605 | 472.3124 | 0.96603 | 456.2688 |  | 0 | 0% | 456.2688 | -3.397% | PASS | PUBLISH | PRODUCTION | Engine RUN-5F3B32BB976D4AE2 / 2026-09 / Core 0.965
QSOR-0003544 | EXP-0606 | 142.3477 | 0.96603 | 137.5124 |  | 0 | 0% | 137.5124 | -3.397% | PASS | PUBLISH | PRODUCTION | Engine RUN-5F3B32BB976D4AE2 / 2026-09 / Core 0.965
QSOR-0003545 | EXP-0606 | 283.75 | 0.96603 | 274.1116 |  | 0 | 0% | 274.1116 | -3.397% | PASS | PUBLISH | PRODUCTION | Engine RUN-5F3B32BB976D4AE2 / 2026-09 / Core 0.965
QSOR-0003546 | EXP-0607 | 472.281 | 0.96603 | 456.2385 |  | 0 | 0% | 456.2385 | -3.397% | PASS | PUBLISH | PRODUCTION | Engine RUN-5F3B32BB976D4AE2 / 2026-09 / Core 0.965
QSOR-0003547 | EXP-0607 | 943.6162 | 0.96603 | 911.5633 |  | 0 | 0% | 911.5633 | -3.397% | PASS | PUBLISH | PRODUCTION | Engine RUN-5F3B32BB976D4AE2 / 2026-09 / Core 0.965
QSOR-0003548 | EXP-0608 | 114.0618 | 0.96603 | 110.1873 |  | 0 | 0% | 110.1873 | -3.397% | PASS | PUBLISH | PRODUCTION | Engine RUN-5F3B32BB976D4AE2 / 2026-09 / Core 0.965
QSOR-0003549 | EXP-0608 | 85.7828 | 0.96603 | 82.8689 |  | 0 | 0% | 82.8689 | -3.397% | PASS | PUBLISH | PRODUCTION | Engine RUN-5F3B32BB976D4AE2 / 2026-09 / Core 0.965
QSOR-0003550 | EXP-0609 | 104.6343 | 0.96603 | 101.0801 |  | 0 | 0% | 101.0801 | -3.397% | PASS | PUBLISH | PRODUCTION | Engine RUN-5F3B32BB976D4AE2 / 2026-09 / Core 0.965
QSOR-0003551 | EXP-0610 | 95.2096 | 0.96603 | 91.9755 |  | 0 | 0% | 91.9755 | -3.397% | PASS | PUBLISH | PRODUCTION | Engine RUN-5F3B32BB976D4AE2 / 2026-09 / Core 0.965
QSOR-0003552 | EXP-0611 | 1415.0058 | 0.96603 | 1366.9407 |  | 0 | 0% | 1366.9407 | -3.397% | PASS | PUBLISH | PRODUCTION | Engine RUN-5F3B32BB976D4AE2 / 2026-09 / Core 0.965
QSOR-0003553 | EXP-0611 | 2451.9833 | 0.96603 | 2368.6941 |  | 0 | 0% | 2368.6941 | -3.397% | PASS | PUBLISH | PRODUCTION | Engine RUN-5F3B32BB976D4AE2 / 2026-09 / Core 0.965
QSOR-0003554 | EXP-0612 | 330.8766 | 0.96603 | 319.6373 |  | 0 | 0% | 319.6373 | -3.397% | PASS | PUBLISH | PRODUCTION | Engine RUN-5F3B32BB976D4AE2 / 2026-09 / Core 0.965
QSOR-0003555 | EXP-0613 | 472.2941 | 0.96603 | 456.2511 |  | 0 | 0% | 456.2511 | -3.397% | PASS | PUBLISH | PRODUCTION | Engine RUN-5F3B32BB976D4AE2 / 2026-09 / Core 0.965
QSOR-0003556 | EXP-0613 | 425.1592 | 0.96603 | 410.7173 |  | 0 | 0% | 410.7173 | -3.397% | PASS | PUBLISH | PRODUCTION | Engine RUN-5F3B32BB976D4AE2 / 2026-09 / Core 0.965
QSOR-0003558 | EXP-0614 | 828.6186 | 0.96603 | 800.472 |  | 0 | 0% | 800.472 | -3.397% | PASS | PUBLISH | PRODUCTION | Engine RUN-5F3B32BB976D4AE2 / 2026-09 / Core 0.965
QSOR-0003559 | EXP-0614 | 748.7488 | 0.96603 | 723.3152 |  | 0 | 0% | 723.3152 | -3.397% | PASS | PUBLISH | PRODUCTION | Engine RUN-5F3B32BB976D4AE2 / 2026-09 / Core 0.965
QSOR-0003560 | EXP-0614 | 530.0021 | 0.96603 | 511.9989 |  | 0 | 0% | 511.9989 | -3.397% | PASS | PUBLISH | PRODUCTION | Engine RUN-5F3B32BB976D4AE2 / 2026-09 / Core 0.965
QSOR-0003561 | EXP-0614 | 1224.5176 | 0.96603 | 1182.923 |  | 0 | 0% | 1182.923 | -3.397% | PASS | PUBLISH | PRODUCTION | Engine RUN-5F3B32BB976D4AE2 / 2026-09 / Core 0.965
QSOR-0003562 | EXP-0614 | 1289.3265 | 0.96603 | 1245.5305 |  | 0 | 0% | 1245.5305 | -3.397% | PASS | PUBLISH | PRODUCTION | Engine RUN-5F3B32BB976D4AE2 / 2026-09 / Core 0.965
QSOR-0003563 | EXP-0614 | 782.7372 | 0.96603 | 756.1491 |  | 0 | 0% | 756.1491 | -3.397% | PASS | PUBLISH | PRODUCTION | Engine RUN-5F3B32BB976D4AE2 / 2026-09 / Core 0.965
QSOR-0003564 | EXP-0614 | 683.4686 | 0.96603 | 660.2525 |  | 0 | 0% | 660.2525 | -3.397% | PASS | PUBLISH | PRODUCTION | Engine RUN-5F3B32BB976D4AE2 / 2026-09 / Core 0.965
QSOR-0003565 | EXP-0614 | 89.3826 | 0.96603 | 86.3464 |  | 0 | 0% | 86.3464 | -3.397% | PASS | PUBLISH | PRODUCTION | Engine RUN-5F3B32BB976D4AE2 / 2026-09 / Core 0.965
QSOR-0003566 | EXP-0614 | 277.8806 | 0.96603 | 268.4415 |  | 0 | 0% | 268.4415 | -3.397% | PASS | PUBLISH | PRODUCTION | Engine RUN-5F3B32BB976D4AE2 / 2026-09 / Core 0.965
QSOR-0003567 | EXP-0614 | 60.4518 | 0.96603 | 58.3984 |  | 0 | 0% | 58.3984 | -3.397% | PASS | PUBLISH | PRODUCTION | Engine RUN-5F3B32BB976D4AE2 / 2026-09 / Core 0.965
QSOR-0003568 | EXP-0614 | 57.2442 | 0.96603 | 55.2998 |  | 0 | 0% | 55.2998 | -3.397% | PASS | PUBLISH | PRODUCTION | Engine RUN-5F3B32BB976D4AE2 / 2026-09 / Core 0.965
QSOR-0003569 | EXP-0614 | 64.3473 | 0.96603 | 62.1615 |  | 0 | 0% | 62.1615 | -3.397% | PASS | PUBLISH | PRODUCTION | Engine RUN-5F3B32BB976D4AE2 / 2026-09 / Core 0.965
QSOR-0003570 | EXP-0614 | 447.2733 | 0.96603 | 432.0802 |  | 0 | 0% | 432.0802 | -3.397% | PASS | PUBLISH | PRODUCTION | Engine RUN-5F3B32BB976D4AE2 / 2026-09 / Core 0.965
QSOR-0003571 | EXP-0614 | 174.3575 | 0.96603 | 168.4349 |  | 0 | 0% | 168.4349 | -3.397% | PASS | PUBLISH | PRODUCTION | Engine RUN-5F3B32BB976D4AE2 / 2026-09 / Core 0.965
QSOR-0003572 | EXP-0614 | 269.2375 | 0.96603 | 260.092 |  | 0 | 0% | 260.092 | -3.397% | PASS | PUBLISH | PRODUCTION | Engine RUN-5F3B32BB976D4AE2 / 2026-09 / Core 0.965
QSOR-0003573 | EXP-0614 | 172.8426 | 0.96603 | 166.9715 |  | 0 | 0% | 166.9715 | -3.397% | PASS | PUBLISH | PRODUCTION | Engine RUN-5F3B32BB976D4AE2 / 2026-09 / Core 0.965
QSOR-0003574 | EXP-0614 | 144.9095 | 0.96603 | 139.9872 |  | 0 | 0% | 139.9872 | -3.397% | PASS | PUBLISH | PRODUCTION | Engine RUN-5F3B32BB976D4AE2 / 2026-09 / Core 0.965
QSOR-0003575 | EXP-0614 | 176.2133 | 0.96603 | 170.2277 |  | 0 | 0% | 170.2277 | -3.397% | PASS | PUBLISH | PRODUCTION | Engine RUN-5F3B32BB976D4AE2 / 2026-09 / Core 0.965
QSOR-0003576 | EXP-0614 | 1896.0058 | 0.96603 | 1831.602 |  | 0 | 0% | 1831.602 | -3.397% | PASS | PUBLISH | PRODUCTION | Engine RUN-5F3B32BB976D4AE2 / 2026-09 / Core 0.965
QSOR-0003577 | EXP-0614 | 1714.3762 | 0.96603 | 1656.1421 |  | 0 | 0% | 1656.1421 | -3.397% | PASS | PUBLISH | PRODUCTION | Engine RUN-5F3B32BB976D4AE2 / 2026-09 / Core 0.965
QSOR-0003578 | EXP-0614 | 411.1196 | 0.96603 | 397.1547 |  | 0 | 0% | 397.1547 | -3.397% | PASS | PUBLISH | PRODUCTION | Engine RUN-5F3B32BB976D4AE2 / 2026-09 / Core 0.965
QSOR-0003579 | EXP-0614 | 234.597 | 0.96603 | 226.6282 |  | 0 | 0% | 226.6282 | -3.397% | PASS | PUBLISH | PRODUCTION | Engine RUN-5F3B32BB976D4AE2 / 2026-09 / Core 0.965
QSOR-0003580 | EXP-0614 | 301.6721 | 0.96603 | 291.4249 |  | 0 | 0% | 291.4249 | -3.397% | PASS | PUBLISH | PRODUCTION | Engine RUN-5F3B32BB976D4AE2 / 2026-09 / Core 0.965
QSOR-0003581 | EXP-0614 | 1026.904 | 0.96603 | 992.022 |  | 0 | 0% | 992.022 | -3.397% | PASS | PUBLISH | PRODUCTION | Engine RUN-5F3B32BB976D4AE2 / 2026-09 / Core 0.965
QSOR-0003582 | EXP-0614 | 103.6737 | 0.96603 | 100.1521 |  | 0 | 0% | 100.1521 | -3.397% | PASS | PUBLISH | PRODUCTION | Engine RUN-5F3B32BB976D4AE2 / 2026-09 / Core 0.965
QSOR-0003583 | EXP-0614 | 74.5433 | 0.96603 | 72.0112 |  | 0 | 0% | 72.0112 | -3.397% | PASS | PUBLISH | PRODUCTION | Engine RUN-5F3B32BB976D4AE2 / 2026-09 / Core 0.965
QSOR-0003584 | EXP-0614 | 141.5584 | 0.96603 | 136.75 |  | 0 | 0% | 136.75 | -3.397% | PASS | PUBLISH | PRODUCTION | Engine RUN-5F3B32BB976D4AE2 / 2026-09 / Core 0.965
QSOR-0003585 | EXP-0614 | 956.4523 | 0.96603 | 923.9634 |  | 0 | 0% | 923.9634 | -3.397% | PASS | PUBLISH | PRODUCTION | Engine RUN-5F3B32BB976D4AE2 / 2026-09 / Core 0.965
QSOR-0003586 | EXP-0614 | 1278.7772 | 0.96603 | 1235.3396 |  | 0 | 0% | 1235.3396 | -3.397% | PASS | PUBLISH | PRODUCTION | Engine RUN-5F3B32BB976D4AE2 / 2026-09 / Core 0.965
QSOR-0003587 | EXP-0614 | 231.573 | 0.96603 | 223.7069 |  | 0 | 0% | 223.7069 | -3.397% | PASS | PUBLISH | PRODUCTION | Engine RUN-5F3B32BB976D4AE2 / 2026-09 / Core 0.965
QSOR-0003588 | EXP-0614 | 423.4501 | 0.96603 | 409.0663 |  | 0 | 0% | 409.0663 | -3.397% | PASS | PUBLISH | PRODUCTION | Engine RUN-5F3B32BB976D4AE2 / 2026-09 / Core 0.965
QSOR-0003589 | EXP-0614 | 153.3735 | 0.96603 | 148.1637 |  | 0 | 0% | 148.1637 | -3.397% | PASS | PUBLISH | PRODUCTION | Engine RUN-5F3B32BB976D4AE2 / 2026-09 / Core 0.965
QSOR-0003590 | EXP-0614 | 415.857 | 0.96603 | 401.7311 |  | 0 | 0% | 401.7311 | -3.397% | PASS | PUBLISH | PRODUCTION | Engine RUN-5F3B32BB976D4AE2 / 2026-09 / Core 0.965
QSOR-0003591 | EXP-0614 | 189.1843 | 0.96603 | 182.7581 |  | 0 | 0% | 182.7581 | -3.397% | PASS | PUBLISH | PRODUCTION | Engine RUN-5F3B32BB976D4AE2 / 2026-09 / Core 0.965
QSOR-0003592 | EXP-0614 | 418.0872 | 0.96603 | 403.8855 |  | 0 | 0% | 403.8855 | -3.397% | PASS | PUBLISH | PRODUCTION | Engine RUN-5F3B32BB976D4AE2 / 2026-09 / Core 0.965
QSOR-0003593 | EXP-0614 | 307.6036 | 0.96603 | 297.1548 |  | 0 | 0% | 297.1548 | -3.397% | PASS | PUBLISH | PRODUCTION | Engine RUN-5F3B32BB976D4AE2 / 2026-09 / Core 0.965
QSOR-0003594 | EXP-0614 | 369.5171 | 0.96603 | 356.9653 |  | 0 | 0% | 356.9653 | -3.397% | PASS | PUBLISH | PRODUCTION | Engine RUN-5F3B32BB976D4AE2 / 2026-09 / Core 0.965
QSOR-0003595 | EXP-0614 | 379.2407 | 0.96603 | 366.3586 |  | 0 | 0% | 366.3586 | -3.397% | PASS | PUBLISH | PRODUCTION | Engine RUN-5F3B32BB976D4AE2 / 2026-09 / Core 0.965
QSOR-0003596 | EXP-0614 | 224.0217 | 0.96603 | 216.4121 |  | 0 | 0% | 216.4121 | -3.397% | PASS | PUBLISH | PRODUCTION | Engine RUN-5F3B32BB976D4AE2 / 2026-09 / Core 0.965
QSOR-0003597 | EXP-0614 | 397.8598 | 0.96603 | 384.3453 |  | 0 | 0% | 384.3453 | -3.397% | PASS | PUBLISH | PRODUCTION | Engine RUN-5F3B32BB976D4AE2 / 2026-09 / Core 0.965
QSOR-0003598 | EXP-0614 | 718.066 | 0.96603 | 693.6746 |  | 0 | 0% | 693.6746 | -3.397% | PASS | PUBLISH | PRODUCTION | Engine RUN-5F3B32BB976D4AE2 / 2026-09 / Core 0.965
QSOR-0003599 | EXP-0614 | 409.9002 | 0.96603 | 395.9766 |  | 0 | 0% | 395.9766 | -3.397% | PASS | PUBLISH | PRODUCTION | Engine RUN-5F3B32BB976D4AE2 / 2026-09 / Core 0.965
QSOR-0003600 | EXP-0615 | 62.2243 | 0.96603 | 60.1106 |  | 0 | 0% | 60.1106 | -3.397% | PASS | PUBLISH | PRODUCTION | Engine RUN-5F3B32BB976D4AE2 / 2026-09 / Core 0.965
QSOR-0003601 | EXP-0615 | 71.6516 | 0.96603 | 69.2178 |  | 0 | 0% | 69.2178 | -3.397% | PASS | PUBLISH | PRODUCTION | Engine RUN-5F3B32BB976D4AE2 / 2026-09 / Core 0.965
QSOR-0003602 | EXP-0615 | 90.5068 | 0.96603 | 87.4325 |  | 0 | 0% | 87.4325 | -3.397% | PASS | PUBLISH | PRODUCTION | Engine RUN-5F3B32BB976D4AE2 / 2026-09 / Core 0.965
QSOR-0003603 | EXP-0615 | 170.6402 | 0.96603 | 164.8438 |  | 0 | 0% | 164.8438 | -3.397% | PASS | PUBLISH | PRODUCTION | Engine RUN-5F3B32BB976D4AE2 / 2026-09 / Core 0.965
QSOR-0003604 | EXP-0616 | 283.7515 | 0.96603 | 274.113 |  | 0 | 0% | 274.113 | -3.397% | PASS | PUBLISH | PRODUCTION | Engine RUN-5F3B32BB976D4AE2 / 2026-09 / Core 0.965
QSOR-0003605 | EXP-0616 | 613.6914 | 0.96603 | 592.8455 |  | 0 | 0% | 592.8455 | -3.397% | PASS | PUBLISH | PRODUCTION | Engine RUN-5F3B32BB976D4AE2 / 2026-09 / Core 0.965
QSOR-0003606 | EXP-0617 | 378.0051 | 0.96603 | 365.165 |  | 0 | 0% | 365.165 | -3.397% | PASS | PUBLISH | PRODUCTION | Engine RUN-5F3B32BB976D4AE2 / 2026-09 / Core 0.965
QSOR-0003607 | EXP-0617 | 1697.7135 | 0.96603 | 1640.0453 |  | 0 | 0% | 1640.0453 | -3.397% | PASS | PUBLISH | PRODUCTION | Engine RUN-5F3B32BB976D4AE2 / 2026-09 / Core 0.965
QSOR-0003608 | EXP-0617 | 2640.3622 | 0.96603 | 2550.6741 |  | 0 | 0% | 2550.6741 | -3.397% | PASS | PUBLISH | PRODUCTION | Engine RUN-5F3B32BB976D4AE2 / 2026-09 / Core 0.965
QSOR-0003609 | EXP-0617 | 236.6078 | 0.96603 | 228.5707 |  | 0 | 0% | 228.5707 | -3.397% | PASS | PUBLISH | PRODUCTION | Engine RUN-5F3B32BB976D4AE2 / 2026-09 / Core 0.965
QSOR-0003610 | EXP-0618 | 114.0573 | 0.96603 | 110.183 |  | 0 | 0% | 110.183 | -3.397% | PASS | PUBLISH | PRODUCTION | Engine RUN-5F3B32BB976D4AE2 / 2026-09 / Core 0.965
QSOR-0003611 | EXP-0618 | 170.6128 | 0.96603 | 164.8174 |  | 0 | 0% | 164.8174 | -3.397% | PASS | PUBLISH | PRODUCTION | Engine RUN-5F3B32BB976D4AE2 / 2026-09 / Core 0.965
QSOR-0003612 | EXP-0618 | 236.5946 | 0.96603 | 228.558 |  | 0 | 0% | 228.558 | -3.397% | PASS | PUBLISH | PRODUCTION | Engine RUN-5F3B32BB976D4AE2 / 2026-09 / Core 0.965
QSOR-0003613 | EXP-0619 | 1886.2037 | 0.96603 | 1822.1329 |  | 0 | 0% | 1822.1329 | -3.397% | PASS | PUBLISH | PRODUCTION | Engine RUN-5F3B32BB976D4AE2 / 2026-09 / Core 0.965
QSOR-0003614 | EXP-0619 | 3300.1471 | 0.96603 | 3188.0473 |  | 0 | 0% | 3188.0473 | -3.397% | PASS | PUBLISH | PRODUCTION | Engine RUN-5F3B32BB976D4AE2 / 2026-09 / Core 0.965
QSOR-0003615 | EXP-0620 | 3771.9223 | 0.96603 | 3643.7972 |  | 0 | 0% | 3643.7972 | -3.397% | PASS | PUBLISH | PRODUCTION | Engine RUN-5F3B32BB976D4AE2 / 2026-09 / Core 0.965
QSOR-0003616 | EXP-0621 | 472.3122 | 0.96603 | 456.2687 |  | 0 | 0% | 456.2687 | -3.397% | PASS | PUBLISH | PRODUCTION | Engine RUN-5F3B32BB976D4AE2 / 2026-09 / Core 0.965
QSOR-0003617 | EXP-0622 | 330.9044 | 0.96603 | 319.6642 |  | 0 | 0% | 319.6642 | -3.397% | PASS | PUBLISH | PRODUCTION | Engine RUN-5F3B32BB976D4AE2 / 2026-09 / Core 0.965
QSOR-0003618 | EXP-0623 | 4714.1281 | 0.96603 | 4553.9981 |  | 0 | 0% | 4553.9981 | -3.397% | PASS | PUBLISH | PRODUCTION | Engine RUN-5F3B32BB976D4AE2 / 2026-09 / Core 0.965
QSOR-0003619 | EXP-0624 | 151.772 | 0.96587 | 146.592 |  | 0 | 0% | 146.592 | -3.413% | PASS | PUBLISH | PRODUCTION | Engine RUN-5F3B32BB976D4AE2 / 2026-09 / Core 0.965
QSOR-0003620 | EXP-0624 | 180.052 | 0.96587 | 173.9067 |  | 0 | 0% | 173.9067 | -3.413% | PASS | PUBLISH | PRODUCTION | Engine RUN-5F3B32BB976D4AE2 / 2026-09 / Core 0.965
QSOR-0003621 | EXP-0625 | 2357.7061 | 0.96587 | 2277.2364 |  | 0 | 0% | 2277.2364 | -3.413% | PASS | PUBLISH | PRODUCTION | Engine RUN-5F3B32BB976D4AE2 / 2026-09 / Core 0.965
QSOR-0003622 | EXP-0625 | 4714.4668 | 0.96587 | 4553.5596 |  | 0 | 0% | 4553.5596 | -3.413% | PASS | PUBLISH | PRODUCTION | Engine RUN-5F3B32BB976D4AE2 / 2026-09 / Core 0.965
QSOR-0003623 | EXP-0625 | 8485.2836 | 0.96587 | 8195.6764 |  | 0 | 0% | 8195.6764 | -3.413% | PASS | PUBLISH | PRODUCTION | Engine RUN-5F3B32BB976D4AE2 / 2026-09 / Core 0.965
QSOR-0003624 | EXP-0626 | 76.3607 | 0.96587 | 73.7545 |  | 0 | 0% | 73.7545 | -3.413% | PASS | PUBLISH | PRODUCTION | Engine RUN-5F3B32BB976D4AE2 / 2026-09 / Core 0.965
QSOR-0003625 | EXP-0626 | 114.0681 | 0.96587 | 110.1749 |  | 0 | 0% | 110.1749 | -3.413% | PASS | PUBLISH | PRODUCTION | Engine RUN-5F3B32BB976D4AE2 / 2026-09 / Core 0.965
QSOR-0003626 | EXP-0627 | 472.2558 | 0.96587 | 456.1374 |  | 0 | 0% | 456.1374 | -3.413% | PASS | PUBLISH | PRODUCTION | Engine RUN-5F3B32BB976D4AE2 / 2026-09 / Core 0.965
QSOR-0003627 | EXP-0627 | 943.5659 | 0.96587 | 911.3615 |  | 0 | 0% | 911.3615 | -3.413% | PASS | PUBLISH | PRODUCTION | Engine RUN-5F3B32BB976D4AE2 / 2026-09 / Core 0.965
QSOR-0003628 | EXP-0627 | 1886.1863 | 0.96587 | 1821.8098 |  | 0 | 0% | 1821.8098 | -3.413% | PASS | PUBLISH | PRODUCTION | Engine RUN-5F3B32BB976D4AE2 / 2026-09 / Core 0.965
QSOR-0003629 | EXP-0628 | 755.1605 | 0.96587 | 729.3865 |  | 0 | 0% | 729.3865 | -3.413% | PASS | PUBLISH | PRODUCTION | Engine RUN-5F3B32BB976D4AE2 / 2026-09 / Core 0.965
QSOR-0003630 | EXP-0628 | 1415.0984 | 0.96587 | 1366.8003 |  | 0 | 0% | 1366.8003 | -3.413% | PASS | PUBLISH | PRODUCTION | Engine RUN-5F3B32BB976D4AE2 / 2026-09 / Core 0.965
QSOR-0003631 | EXP-0629 | 707.9192 | 0.96587 | 683.7575 |  | 0 | 0% | 683.7575 | -3.413% | PASS | PUBLISH | PRODUCTION | Engine RUN-5F3B32BB976D4AE2 / 2026-09 / Core 0.965
QSOR-0003632 | EXP-0629 | 1414.8927 | 0.96587 | 1366.6017 |  | 0 | 0% | 1366.6017 | -3.413% | PASS | PUBLISH | PRODUCTION | Engine RUN-5F3B32BB976D4AE2 / 2026-09 / Core 0.965
QSOR-0003633 | EXP-0630 | 2.3733 | 0.9636 | 2.287 |  | 0 | 0% | 2.287 | -3.64% | PASS | PUBLISH | PRODUCTION | Engine RUN-5F3B32BB976D4AE2 / 2026-09 / Core 0.965
QSOR-0003634 | EXP-0630 | 2.5333 | 0.9636 | 2.4411 |  | 0 | 0% | 2.4411 | -3.64% | PASS | PUBLISH | PRODUCTION | Engine RUN-5F3B32BB976D4AE2 / 2026-09 / Core 0.965
QSOR-0003635 | EXP-0630 | 2.8693 | 0.9636 | 2.7649 |  | 0 | 0% | 2.7649 | -3.64% | PASS | PUBLISH | PRODUCTION | Engine RUN-5F3B32BB976D4AE2 / 2026-09 / Core 0.965
QSOR-0003636 | EXP-0630 | 3.1854 | 0.9636 | 3.0695 |  | 0 | 0% | 3.0695 | -3.64% | PASS | PUBLISH | PRODUCTION | Engine RUN-5F3B32BB976D4AE2 / 2026-09 / Core 0.965
QSOR-0003637 | EXP-0630 | 4.1627 | 0.9636 | 4.0112 |  | 0 | 0% | 4.0112 | -3.64% | PASS | PUBLISH | PRODUCTION | Engine RUN-5F3B32BB976D4AE2 / 2026-09 / Core 0.965
QSOR-0003638 | EXP-0630 | 5.0445 | 0.9636 | 4.8609 |  | 0 | 0% | 4.8609 | -3.64% | PASS | PUBLISH | PRODUCTION | Engine RUN-5F3B32BB976D4AE2 / 2026-09 / Core 0.965
QSOR-0003639 | EXP-0630 | 6.3877 | 0.9636 | 6.1552 |  | 0 | 0% | 6.1552 | -3.64% | PASS | PUBLISH | PRODUCTION | Engine RUN-5F3B32BB976D4AE2 / 2026-09 / Core 0.965
QSOR-0003640 | EXP-0630 | 10.0579 | 0.9636 | 9.6918 |  | 0 | 0% | 9.6918 | -3.64% | PASS | PUBLISH | PRODUCTION | Engine RUN-5F3B32BB976D4AE2 / 2026-09 / Core 0.965
QSOR-0003641 | EXP-0630 | 9.7636 | 0.9636 | 9.4082 |  | 0 | 0% | 9.4082 | -3.64% | PASS | PUBLISH | PRODUCTION | Engine RUN-5F3B32BB976D4AE2 / 2026-09 / Core 0.965
QSOR-0003642 | EXP-0630 | 12.5041 | 0.9636 | 12.049 |  | 0 | 0% | 12.049 | -3.64% | PASS | PUBLISH | PRODUCTION | Engine RUN-5F3B32BB976D4AE2 / 2026-09 / Core 0.965
QSOR-0003643 | EXP-0630 | 18.102 | 0.9636 | 17.4431 |  | 0 | 0% | 17.4431 | -3.64% | PASS | PUBLISH | PRODUCTION | Engine RUN-5F3B32BB976D4AE2 / 2026-09 / Core 0.965
QSOR-0003644 | EXP-0630 | 19.1672 | 0.9636 | 18.4696 |  | 0 | 0% | 18.4696 | -3.64% | PASS | PUBLISH | PRODUCTION | Engine RUN-5F3B32BB976D4AE2 / 2026-09 / Core 0.965
QSOR-0003645 | EXP-0630 | 24.2595 | 0.9636 | 23.3766 |  | 0 | 0% | 23.3766 | -3.64% | PASS | PUBLISH | PRODUCTION | Engine RUN-5F3B32BB976D4AE2 / 2026-09 / Core 0.965
QSOR-0003646 | EXP-0630 | 28.5385 | 0.9636 | 27.4998 |  | 0 | 0% | 27.4998 | -3.64% | PASS | PUBLISH | PRODUCTION | Engine RUN-5F3B32BB976D4AE2 / 2026-09 / Core 0.965
QSOR-0003647 | EXP-0630 | 38.0541 | 0.9636 | 36.6691 |  | 0 | 0% | 36.6691 | -3.64% | PASS | PUBLISH | PRODUCTION | Engine RUN-5F3B32BB976D4AE2 / 2026-09 / Core 0.965
QSOR-0003648 | EXP-0630 | 41.7723 | 0.9636 | 40.252 |  | 0 | 0% | 40.252 | -3.64% | PASS | PUBLISH | PRODUCTION | Engine RUN-5F3B32BB976D4AE2 / 2026-09 / Core 0.965
QSOR-0003649 | EXP-0631 | 309.962 | 0.9636 | 298.6809 |  | 0 | 0% | 298.6809 | -3.64% | PASS | PUBLISH | PRODUCTION | Engine RUN-5F3B32BB976D4AE2 / 2026-09 / Core 0.965
QSOR-0003650 | EXP-0631 | 307.7792 | 0.9636 | 296.5775 |  | 0 | 0% | 296.5775 | -3.64% | PASS | PUBLISH | PRODUCTION | Engine RUN-5F3B32BB976D4AE2 / 2026-09 / Core 0.965
QSOR-0003651 | EXP-0631 | 387.7017 | 0.9636 | 373.5912 |  | 0 | 0% | 373.5912 | -3.64% | PASS | PUBLISH | PRODUCTION | Engine RUN-5F3B32BB976D4AE2 / 2026-09 / Core 0.965
QSOR-0003652 | EXP-0632 | 145.8835 | 0.9636 | 140.5741 |  | 0 | 0% | 140.5741 | -3.64% | PASS | PUBLISH | PRODUCTION | Engine RUN-5F3B32BB976D4AE2 / 2026-09 / Core 0.965
QSOR-0003653 | EXP-0632 | 154.3811 | 0.9636 | 148.7624 |  | 0 | 0% | 148.7624 | -3.64% | PASS | PUBLISH | PRODUCTION | Engine RUN-5F3B32BB976D4AE2 / 2026-09 / Core 0.965
QSOR-0003654 | EXP-0633 | 14.9925 | 0.9636 | 14.4469 |  | 0 | 0% | 14.4469 | -3.64% | PASS | PUBLISH | PRODUCTION | Engine RUN-5F3B32BB976D4AE2 / 2026-09 / Core 0.965
QSOR-0003655 | EXP-0633 | 15.2072 | 0.9636 | 14.6537 |  | 0 | 0% | 14.6537 | -3.64% | PASS | PUBLISH | PRODUCTION | Engine RUN-5F3B32BB976D4AE2 / 2026-09 / Core 0.965
QSOR-0003656 | EXP-0633 | 15.8886 | 0.9636 | 15.3104 |  | 0 | 0% | 15.3104 | -3.64% | PASS | PUBLISH | PRODUCTION | Engine RUN-5F3B32BB976D4AE2 / 2026-09 / Core 0.965
QSOR-0003657 | EXP-0633 | 16.8784 | 0.9636 | 16.2641 |  | 0 | 0% | 16.2641 | -3.64% | PASS | PUBLISH | PRODUCTION | Engine RUN-5F3B32BB976D4AE2 / 2026-09 / Core 0.965
QSOR-0003658 | EXP-0633 | 24.1719 | 0.9636 | 23.2921 |  | 0 | 0% | 23.2921 | -3.64% | PASS | PUBLISH | PRODUCTION | Engine RUN-5F3B32BB976D4AE2 / 2026-09 / Core 0.965
QSOR-0003659 | EXP-0633 | 57.6914 | 0.9636 | 55.5917 |  | 0 | 0% | 55.5917 | -3.64% | PASS | PUBLISH | PRODUCTION | Engine RUN-5F3B32BB976D4AE2 / 2026-09 / Core 0.965
QSOR-0003660 | EXP-0634 | 9.4084 | 0.9636 | 9.066 |  | 0 | 0% | 9.066 | -3.64% | PASS | PUBLISH | PRODUCTION | Engine RUN-5F3B32BB976D4AE2 / 2026-09 / Core 0.965
QSOR-0003661 | EXP-0634 | 11.3073 | 0.9636 | 10.8958 |  | 0 | 0% | 10.8958 | -3.64% | PASS | PUBLISH | PRODUCTION | Engine RUN-5F3B32BB976D4AE2 / 2026-09 / Core 0.965
QSOR-0003662 | EXP-0634 | 12.6072 | 0.9636 | 12.1484 |  | 0 | 0% | 12.1484 | -3.64% | PASS | PUBLISH | PRODUCTION | Engine RUN-5F3B32BB976D4AE2 / 2026-09 / Core 0.965
QSOR-0003663 | EXP-0635 | 47.5543 | 0.9636 | 45.8235 |  | 0 | 0% | 45.8235 | -3.64% | PASS | PUBLISH | PRODUCTION | Engine RUN-5F3B32BB976D4AE2 / 2026-09 / Core 0.965
QSOR-0003664 | EXP-0635 | 144.7863 | 0.9636 | 139.5167 |  | 0 | 0% | 139.5167 | -3.64% | PASS | PUBLISH | PRODUCTION | Engine RUN-5F3B32BB976D4AE2 / 2026-09 / Core 0.965
QSOR-0003665 | EXP-0636 | 37.5877 | 0.96177 | 36.1506 |  | 0 | 0% | 36.1506 | -3.823% | PASS | PUBLISH | PRODUCTION | Engine RUN-5F3B32BB976D4AE2 / 2026-09 / Core 0.965
QSOR-0003666 | EXP-0636 | 45.8021 | 0.96177 | 44.051 |  | 0 | 0% | 44.051 | -3.823% | PASS | PUBLISH | PRODUCTION | Engine RUN-5F3B32BB976D4AE2 / 2026-09 / Core 0.965
QSOR-0003667 | EXP-0636 | 65.4268 | 0.96177 | 62.9254 |  | 0 | 0% | 62.9254 | -3.823% | PASS | PUBLISH | PRODUCTION | Engine RUN-5F3B32BB976D4AE2 / 2026-09 / Core 0.965
QSOR-0003668 | EXP-0637 | 222.103 | 0.9636 | 214.0195 |  | 0 | 0% | 214.0195 | -3.64% | PASS | PUBLISH | PRODUCTION | Engine RUN-5F3B32BB976D4AE2 / 2026-09 / Core 0.965
QSOR-0003669 | EXP-0638 | 73.6856 | 0.9636 | 71.0038 |  | 0 | 0% | 71.0038 | -3.64% | PASS | PUBLISH | PRODUCTION | Engine RUN-5F3B32BB976D4AE2 / 2026-09 / Core 0.965
QSOR-0003670 | EXP-0638 | 116.3022 | 0.9636 | 112.0693 |  | 0 | 0% | 112.0693 | -3.64% | PASS | PUBLISH | PRODUCTION | Engine RUN-5F3B32BB976D4AE2 / 2026-09 / Core 0.965
QSOR-0003671 | EXP-0638 | 56.1073 | 0.9636 | 54.0653 |  | 0 | 0% | 54.0653 | -3.64% | PASS | PUBLISH | PRODUCTION | Engine RUN-5F3B32BB976D4AE2 / 2026-09 / Core 0.965
QSOR-0003672 | EXP-0638 | 96.501 | 0.9636 | 92.9888 |  | 0 | 0% | 92.9888 | -3.64% | PASS | PUBLISH | PRODUCTION | Engine RUN-5F3B32BB976D4AE2 / 2026-09 / Core 0.965
QSOR-0003673 | EXP-0638 | 60.1842 | 0.9636 | 57.9938 |  | 0 | 0% | 57.9938 | -3.64% | PASS | PUBLISH | PRODUCTION | Engine RUN-5F3B32BB976D4AE2 / 2026-09 / Core 0.965
QSOR-0003674 | EXP-0638 | 98.9441 | 0.9636 | 95.343 |  | 0 | 0% | 95.343 | -3.64% | PASS | PUBLISH | PRODUCTION | Engine RUN-5F3B32BB976D4AE2 / 2026-09 / Core 0.965
QSOR-0003675 | EXP-0638 | 104.4494 | 0.9636 | 100.648 |  | 0 | 0% | 100.648 | -3.64% | PASS | PUBLISH | PRODUCTION | Engine RUN-5F3B32BB976D4AE2 / 2026-09 / Core 0.965
QSOR-0003676 | EXP-0638 | 55.4876 | 0.9636 | 53.4681 |  | 0 | 0% | 53.4681 | -3.64% | PASS | PUBLISH | PRODUCTION | Engine RUN-5F3B32BB976D4AE2 / 2026-09 / Core 0.965
QSOR-0003677 | EXP-0638 | 55.8621 | 0.9636 | 53.829 |  | 0 | 0% | 53.829 | -3.64% | PASS | PUBLISH | PRODUCTION | Engine RUN-5F3B32BB976D4AE2 / 2026-09 / Core 0.965
QSOR-0003678 | EXP-0639 | 76.5525 | 0.9636 | 73.7664 |  | 0 | 0% | 73.7664 | -3.64% | PASS | PUBLISH | PRODUCTION | Engine RUN-5F3B32BB976D4AE2 / 2026-09 / Core 0.965
QSOR-0003679 | EXP-0639 | 121.8474 | 0.9636 | 117.4127 |  | 0 | 0% | 117.4127 | -3.64% | PASS | PUBLISH | PRODUCTION | Engine RUN-5F3B32BB976D4AE2 / 2026-09 / Core 0.965
QSOR-0003680 | EXP-0639 | 224.6336 | 0.9636 | 216.4581 |  | 0 | 0% | 216.4581 | -3.64% | PASS | PUBLISH | PRODUCTION | Engine RUN-5F3B32BB976D4AE2 / 2026-09 / Core 0.965
QSOR-0003681 | EXP-0639 | 98.4005 | 0.9636 | 94.8192 |  | 0 | 0% | 94.8192 | -3.64% | PASS | PUBLISH | PRODUCTION | Engine RUN-5F3B32BB976D4AE2 / 2026-09 / Core 0.965
QSOR-0003682 | EXP-0639 | 63.4688 | 0.9636 | 61.1588 |  | 0 | 0% | 61.1588 | -3.64% | PASS | PUBLISH | PRODUCTION | Engine RUN-5F3B32BB976D4AE2 / 2026-09 / Core 0.965
QSOR-0003683 | EXP-0639 | 56.4036 | 0.9636 | 54.3508 |  | 0 | 0% | 54.3508 | -3.64% | PASS | PUBLISH | PRODUCTION | Engine RUN-5F3B32BB976D4AE2 / 2026-09 / Core 0.965
QSOR-0003684 | EXP-0640 | 88.8444 | 0.9636 | 85.6109 |  | 0 | 0% | 85.6109 | -3.64% | PASS | PUBLISH | PRODUCTION | Engine RUN-5F3B32BB976D4AE2 / 2026-09 / Core 0.965
QSOR-0003685 | EXP-0641 | 30.1803 | 0.9636 | 29.0819 |  | 0 | 0% | 29.0819 | -3.64% | PASS | PUBLISH | PRODUCTION | Engine RUN-5F3B32BB976D4AE2 / 2026-09 / Core 0.965
QSOR-0003686 | EXP-0641 | 99.4898 | 0.9636 | 95.8689 |  | 0 | 0% | 95.8689 | -3.64% | PASS | PUBLISH | PRODUCTION | Engine RUN-5F3B32BB976D4AE2 / 2026-09 / Core 0.965
QSOR-0003687 | EXP-0642 | 82.5795 | 0.9636 | 79.574 |  | 0 | 0% | 79.574 | -3.64% | PASS | PUBLISH | PRODUCTION | Engine RUN-5F3B32BB976D4AE2 / 2026-09 / Core 0.965
QSOR-0003688 | EXP-0642 | 117.6119 | 0.9636 | 113.3314 |  | 0 | 0% | 113.3314 | -3.64% | PASS | PUBLISH | PRODUCTION | Engine RUN-5F3B32BB976D4AE2 / 2026-09 / Core 0.965
QSOR-0003689 | EXP-0642 | 67.6043 | 0.9636 | 65.1438 |  | 0 | 0% | 65.1438 | -3.64% | PASS | PUBLISH | PRODUCTION | Engine RUN-5F3B32BB976D4AE2 / 2026-09 / Core 0.965
QSOR-0003690 | EXP-0642 | 67.6556 | 0.9636 | 65.1933 |  | 0 | 0% | 65.1933 | -3.64% | PASS | PUBLISH | PRODUCTION | Engine RUN-5F3B32BB976D4AE2 / 2026-09 / Core 0.965
QSOR-0003691 | EXP-0642 | 50.2175 | 0.9636 | 48.3899 |  | 0 | 0% | 48.3899 | -3.64% | PASS | PUBLISH | PRODUCTION | Engine RUN-5F3B32BB976D4AE2 / 2026-09 / Core 0.965
QSOR-0003692 | EXP-0642 | 286.7772 | 0.9636 | 276.3399 |  | 0 | 0% | 276.3399 | -3.64% | PASS | PUBLISH | PRODUCTION | Engine RUN-5F3B32BB976D4AE2 / 2026-09 / Core 0.965
QSOR-0003693 | EXP-0642 | 41.0021 | 0.9636 | 39.5099 |  | 0 | 0% | 39.5099 | -3.64% | PASS | PUBLISH | PRODUCTION | Engine RUN-5F3B32BB976D4AE2 / 2026-09 / Core 0.965
QSOR-0003694 | EXP-0642 | 57.8461 | 0.9636 | 55.7408 |  | 0 | 0% | 55.7408 | -3.64% | PASS | PUBLISH | PRODUCTION | Engine RUN-5F3B32BB976D4AE2 / 2026-09 / Core 0.965
QSOR-0003695 | EXP-0643 | 32.2821 | 0.9636 | 31.1072 |  | 0 | 0% | 31.1072 | -3.64% | PASS | PUBLISH | PRODUCTION | Engine RUN-5F3B32BB976D4AE2 / 2026-09 / Core 0.965
QSOR-0003696 | EXP-0643 | 34.4573 | 0.9636 | 33.2032 |  | 0 | 0% | 33.2032 | -3.64% | PASS | PUBLISH | PRODUCTION | Engine RUN-5F3B32BB976D4AE2 / 2026-09 / Core 0.965
QSOR-0003697 | EXP-0643 | 38.8879 | 0.9636 | 37.4726 |  | 0 | 0% | 37.4726 | -3.64% | PASS | PUBLISH | PRODUCTION | Engine RUN-5F3B32BB976D4AE2 / 2026-09 / Core 0.965
QSOR-0003698 | EXP-0644 | 120.8237 | 0.9636 | 116.4263 |  | 0 | 0% | 116.4263 | -3.64% | PASS | PUBLISH | PRODUCTION | Engine RUN-5F3B32BB976D4AE2 / 2026-09 / Core 0.965
QSOR-0003699 | EXP-0644 | 119.1222 | 0.9636 | 114.7867 |  | 0 | 0% | 114.7867 | -3.64% | PASS | PUBLISH | PRODUCTION | Engine RUN-5F3B32BB976D4AE2 / 2026-09 / Core 0.965
QSOR-0003700 | EXP-0645 | 253.2826 | 0.96177 | 243.5988 |  | 0 | 0% | 243.5988 | -3.823% | PASS | PUBLISH | PRODUCTION | Engine RUN-5F3B32BB976D4AE2 / 2026-09 / Core 0.965
QSOR-0003701 | EXP-0645 | 422.6139 | 0.96177 | 406.4561 |  | 0 | 0% | 406.4561 | -3.823% | PASS | PUBLISH | PRODUCTION | Engine RUN-5F3B32BB976D4AE2 / 2026-09 / Core 0.965
QSOR-0003702 | EXP-0646 | 225.5628 | 0.96177 | 216.9389 |  | 0 | 0% | 216.9389 | -3.823% | PASS | PUBLISH | PRODUCTION | Engine RUN-5F3B32BB976D4AE2 / 2026-09 / Core 0.965
QSOR-0003703 | EXP-0646 | 830.6436 | 0.96177 | 798.8857 |  | 0 | 0% | 798.8857 | -3.823% | PASS | PUBLISH | PRODUCTION | Engine RUN-5F3B32BB976D4AE2 / 2026-09 / Core 0.965
QSOR-0003704 | EXP-0647 | 115.4113 | 0.9636 | 111.2109 |  | 0 | 0% | 111.2109 | -3.64% | PASS | PUBLISH | PRODUCTION | Engine RUN-5F3B32BB976D4AE2 / 2026-09 / Core 0.965
QSOR-0003705 | EXP-0647 | 5.7724 | 0.9636 | 5.5623 |  | 0 | 0% | 5.5623 | -3.64% | PASS | PUBLISH | PRODUCTION | Engine RUN-5F3B32BB976D4AE2 / 2026-09 / Core 0.965
QSOR-0003706 | EXP-0647 | 7.1214 | 0.9636 | 6.8622 |  | 0 | 0% | 6.8622 | -3.64% | PASS | PUBLISH | PRODUCTION | Engine RUN-5F3B32BB976D4AE2 / 2026-09 / Core 0.965
QSOR-0003707 | EXP-0647 | 6.054 | 0.9636 | 5.8336 |  | 0 | 0% | 5.8336 | -3.64% | PASS | PUBLISH | PRODUCTION | Engine RUN-5F3B32BB976D4AE2 / 2026-09 / Core 0.965
QSOR-0003708 | EXP-0647 | 24.897 | 0.9636 | 23.9908 |  | 0 | 0% | 23.9908 | -3.64% | PASS | PUBLISH | PRODUCTION | Engine RUN-5F3B32BB976D4AE2 / 2026-09 / Core 0.965
QSOR-0003709 | EXP-0647 | 17.5709 | 0.9636 | 16.9314 |  | 0 | 0% | 16.9314 | -3.64% | PASS | PUBLISH | PRODUCTION | Engine RUN-5F3B32BB976D4AE2 / 2026-09 / Core 0.965
QSOR-0003710 | EXP-0648 | 330.8753 | 0.96327 | 318.7208 |  | 0 | 0% | 318.7208 | -3.673% | PASS | PUBLISH | PRODUCTION | Engine RUN-5F3B32BB976D4AE2 / 2026-09 / Core 0.965
QSOR-0003711 | EXP-0648 | 519.4066 | 0.96327 | 500.3265 |  | 0 | 0% | 500.3265 | -3.673% | PASS | PUBLISH | PRODUCTION | Engine RUN-5F3B32BB976D4AE2 / 2026-09 / Core 0.965
QSOR-0003712 | EXP-0648 | 755.0704 | 0.96327 | 727.3332 |  | 0 | 0% | 727.3332 | -3.673% | PASS | PUBLISH | PRODUCTION | Engine RUN-5F3B32BB976D4AE2 / 2026-09 / Core 0.965
QSOR-0003713 | EXP-0649 | 33.9404 | 0.96327 | 32.6936 |  | 0 | 0% | 32.6936 | -3.673% | PASS | PUBLISH | PRODUCTION | Engine RUN-5F3B32BB976D4AE2 / 2026-09 / Core 0.965
QSOR-0003714 | EXP-0649 | 52.7945 | 0.96327 | 50.8551 |  | 0 | 0% | 50.8551 | -3.673% | PASS | PUBLISH | PRODUCTION | Engine RUN-5F3B32BB976D4AE2 / 2026-09 / Core 0.965
QSOR-0003715 | EXP-0649 | 76.3622 | 0.96327 | 73.5571 |  | 0 | 0% | 73.5571 | -3.673% | PASS | PUBLISH | PRODUCTION | Engine RUN-5F3B32BB976D4AE2 / 2026-09 / Core 0.965
QSOR-0003716 | EXP-0650 | 2829.0507 | 0.96327 | 2725.1268 |  | 0 | 0% | 2725.1268 | -3.673% | PASS | PUBLISH | PRODUCTION | Engine RUN-5F3B32BB976D4AE2 / 2026-09 / Core 0.965
QSOR-0003717 | EXP-0650 | 4714.4542 | 0.96327 | 4541.271 |  | 0 | 0% | 4541.271 | -3.673% | PASS | PUBLISH | PRODUCTION | Engine RUN-5F3B32BB976D4AE2 / 2026-09 / Core 0.965

## MODEL_FORMULA_TEMPLATE
MODEL COMPONENT | FORMULA / LOGIC | EXAMPLE INPUT | EXAMPLE OUTPUT | SERVER FIELD | NOTES
Driver relative | Current driver index / 100 | 108.2 | 1.082 | driver_relative | Each approved driver is normalised to base=100.
Model index | SUM(weight_j × driver_relative_j) | Copper-rich profile | 1 | model_index | At baseline all driver relatives = 1.0.
Model rate | Base rate × Model index | 100 × 1.0543 | 105.43 | model_rate | Always recalculated from immutable base, not yesterday's rate.
Evidence blend % | Confidence band, capped at 35% | 82 confidence | 0.25 | evidence_blend_pct | Initial bands: 90+=35%; 75+=25%; 60+=20%; 40+=10%; otherwise 5% if evidence exists.
Final candidate | Model×(1-blend)+Evidence×blend | 104 model / 105.4 evidence | 104.35 | final_candidate_rate | Evidence never blindly replaces model.
Publish decision | Movement/evidence/circuit-breaker rules | <0.5% move | HOLD | publish_decision | Rules held in PUBLISH_RULES.

## PUBLIC_RATE_INDEX
INDEX_ID | PUBLIC_INDEX_NAME | BASE | CURRENT | CHANGE | STATUS
PRI-001 | Overall MEP | 100 | 100 | 0% | SHADOW
PRI-002 | Mechanical / Public Health | 100 | 100 | 0% | SHADOW
PRI-003 | Electrical | 100 | 100 | 0% | SHADOW
PRI-004 | Copper Services Driver | 100 | 100 | 0% | SHADOW
PRI-005 | Ferrous Services Driver | 100 | 100 | 0% | SHADOW
PRI-006 | MEP Labour Driver | 100 | 100 | 0% | SHADOW
PRI-007 | Manufactured Equipment Driver | 100 | 100 | 0% | SHADOW
PRI-008 | Industrial Energy Driver | 100 | 100 | 0% | SHADOW
PRI-009 | Logistics / Supply Pressure Driver | 100 | 100 | 0% | SHADOW

## QA_SUMMARY
QA_CHECK | RESULT | STATUS | NOTES
Active QSOR items | 3708 | PASS | All active items are genuine priced rows and mapped to permanent profiles.
Retired allocated identities | 9 | PASS | Retired hierarchy-heading identities preserved in RETIRED_QSOR_ITEMS and never reused.
Allocated QSOR identities | 3717 | PASS | Permanent identity history remains intact.
Highest allocated QSOR ID | QSOR-0003717 | PASS | Future allocation must continue above this ID.
Exposure profiles | 650 | PASS | Exactly one profile per permanent subcategory.
Category exception profiles | 0 | PASS | The two temporary category-level profiles were removed.
Profile weight errors | 0 | PASS | Every active exposure profile totals 100%.
High-priority profile reviews | 37 | REVIEW | Broad/fallback initial classifications requiring first calibration attention.
Medium-priority profile reviews | 245 | REVIEW | Reasonable initial classification but should be backtested.
Low-priority profile reviews | 368 | INFO | Explicit material/system classification.
Drivers | 15 | PASS | Permanent driver family.
Source records | 20 | PASS WITH EXTERNAL ACTIONS | LME / market-basket credentials and licensing remain external actions.
Production-ready drivers | 9 | INFO | Remaining drivers held at baseline until source connection.
Baseline model status | SHADOW | PASS | No live rate changes publish from this build.
Benchmark inflation process | UNCHANGED / OUT OF SCOPE | PASS | Separate owner-controlled process.

## RUN_LOG
RUN_ID | RUN_DATE | ENGINE_VERSION | EXPOSURE_VERSION | SOURCE_VERSION | MODE | ITEMS_PROCESSED | ITEMS_CHANGED | ITEMS_HELD | ITEMS_REVIEW | WARNINGS | STATUS | NOTES
RIE-20260901-BASELINE | 2026-09-01 | 2.0.0 | 1.0.0-INITIAL | 1.0.0 | SHADOW | 3717 | 0 | 3717 | 0 | Included nine hierarchy-heading rate anomalies; licensed/daily feeds not connected | SUPERSEDED BY STRUCTURAL CLEANUP | Historical pre-clean baseline retained for audit only.
RIE-20260902-CLEANBASE | 2026-09-02 | 2.0.1 | 1.0.1-INITIAL | 1.0.0 | SHADOW | 3708 | 0 | 3708 | 0 | Licensed/daily feeds not connected | STRUCTURAL CLEANUP COMPLETE | Nine invalid heading-rate identities retired; active baseline now contains 3,708 genuine QSOR items.
RUN-5F3B32BB976D4AE2 | 2026-09 | 2.7.2-PRODUCTION |  |  |  | 3708 |  |  |  | ebdf69b70f80aed8e3ac2e80eeddb4321ce0504c67cc4df5cdeeca6358a48128 | 37f59a095c6b8eb763e01f258b07f121cca7ae052882d84cb01b58be70c97d32 | PORTAL_EXPORT_READY

## CHANGE_LOG
CHANGE_ID | DATE | ACTION | AREA | VERSION | STATUS | OWNER | DESCRIPTION
CHG-001 | 2026-09-02 | Action 3 | QSOR IDs | 2.0.0 | COMPLETE | Immercial Limited | Assigned and fixed permanent QSOR-0000001 to QSOR-0003717 IDs.
CHG-002 | 2026-09-02 | Action 4 | Hierarchy | 2.0.0 | COMPLETE | Immercial Limited | Created permanent discipline/category/subcategory hierarchy IDs and source-row mapping.
CHG-003 | 2026-09-02 | Action 5 | Item Master | 2.0.0 | SUPERSEDED BY CHG-010 | Immercial Limited | Initial item mapping included two temporary category-level exceptions; these were retired during structural cleanup CHG-010.
CHG-004 | 2026-09-02 | Action 6 | Benchmark Categories | 2.0.0 | COMPLETE | Immercial Limited | Created BC-0001 to BC-0037 and mapped QSOR/hierarchy to stable benchmark IDs.
CHG-005 | 2026-09-02 | Action 7 | Driver Master | 2.0.0 | COMPLETE | Immercial Limited | Created DRV-001 to DRV-015 permanent driver family.
CHG-006 | 2026-09-02 | Action 8+ | Source Register | 2.0.0 | COMPLETE / EXTERNAL PENDING | Immercial Limited | Configured official/public sources and flagged LME/market-data dependencies.
CHG-007 | 2026-09-02 | Action 9+ | Exposure Matrix | 2.0.0 | SUPERSEDED BY CHG-010 | Immercial Limited | Initial build contained 652 profiles including two category exceptions; structural cleanup reduced the active matrix to 650 subcategory profiles.
CHG-008 | 2026-09-02 | Action 10+ | Rate Model | 2.0.0 | SHADOW COMPLETE | Immercial Limited | Created immutable baseline, evidence blend and publication-decision architecture.
CHG-009 | 2026-09-02 | Action 11+ | Governance | 2.0.0 | COMPLETE | Immercial Limited | Added controls, QA, run log, IP register, backtest and manifest structures.
CHG-010 | 2026-09-02 | Structural QA Cleanup | QSOR / Exposure Matrix | 2.0.1 | COMPLETE | Immercial Limited | Retired nine hierarchy-heading rate identities without renumbering; active QSOR count is 3,708; removed two category-exception exposure profiles; synchronized all active model tables and audit controls.

## IP_ASSET_REGISTER
IP_ASSET_ID | ASSET_NAME | ASSET_TYPE | OWNER | CREATED / BASELINED | CURRENT_VERSION | CONFIDENTIALITY | PROTECTION_APPROACH | EXTERNAL_DEPENDENCIES | NOTES
IP-001 | IMME Rate Intelligence Engine | Method / software architecture | Immercial Limited | 2026-09-01 | 2.0.1 | SECRET | Trade secret + copyright + contract | External source licences | Core calculation architecture.
IP-002 | IMME MEP Rate Exposure Matrix | Dataset / know-how | Immercial Limited | 2026-09-02 | 1.0.1-INITIAL | SECRET | Trade secret + database/copyright review | None | 650 permanent subcategory exposure profiles; exact driver weights and classification logic remain secret.
IP-003 | IMME Driver Methodology | Methodology | Immercial Limited | 2026-09-02 | 1.0.0 | SECRET | Trade secret + written-method copyright | External source terms | Driver construction, normalisation, smoothing and fallbacks.
IP-004 | QSOR Database | Database | Immercial Limited | 2026-09-01 | 2.0.1 | CONTROLLED | Database rights/copyright review + access control | Portal database | 3,717 permanent identities allocated: 3,708 active rate identities + 9 retired hierarchy-heading identities. Retired IDs are never reused.
IP-005 | QSOR Private Rate Evidence Database | Database / evidence | Immercial Limited | 2026-09-02 | 1.0.0-TEMPLATE | SECRET | Trade secret + database rights + confidentiality | Project evidence | Populate only with authorised/anonymised commercial evidence.
IP-006 | IMME Benchmark Intelligence Matrix | Database / methodology | Immercial Limited | Existing / 2026 baseline | V2 BUILD | SECRET | Trade secret + database rights/copyright review | Benchmark source workbooks | Separate benchmark workbook upgrade provided.
IP-007 | IMME Benchmark Strength Method | Methodology | Immercial Limited | 2026-09-02 | 1.0.0-INITIAL | SECRET | Trade secret + copyright | Benchmark data | Strength is evidence quality, separate from cost composition.
IP-008 | IMME Evidence Confidence Method | Methodology | Immercial Limited | 2026-09-02 | 1.0.0-INITIAL | SECRET | Trade secret + copyright | Private evidence | Initial scoring requires backtesting/calibration.
IP-009 | IMME Publication Rules | Governance methodology | Immercial Limited | 2026-09-02 | 1.0.0-INITIAL | SECRET | Trade secret + governance controls | None | Movement/circuit-breaker rules.
IP-010 | IMME Calibration & Backtesting Dataset | Dataset | Immercial Limited | 2026-09-02 | TEMPLATE | SECRET | Trade secret + database rights | Historical data/evidence | Becomes a moat as evidence accumulates.
IP-011 | IMME MEP Rate Index Methodology | Publication methodology | Immercial Limited | 2026-09-02 | 1.0.0-SHADOW | CONTROLLED | Copyright/trademark review | Approved derived market data | Public indices expose outputs, not secret weights.

## BACKTEST_CONFIG
CHECKPOINT_ID | CHECKPOINT_DATE | PURPOSE | REQUIRED_MARKET_DATA | REQUIRED_QSOR_EVIDENCE | STATUS | APPROVAL | NOTES
BT-001 | 2025-09-01 | 12-month historical checkpoint | Historical driver series | Comparable rate evidence | PENDING DATA |  | Run using information available at checkpoint only.
BT-002 | 2025-12-01 | 9-month historical checkpoint | Historical driver series | Comparable rate evidence | PENDING DATA |  | Avoid look-ahead bias.
BT-003 | 2026-03-01 | 6-month historical checkpoint | Historical driver series | Comparable rate evidence | PENDING DATA |  | Measure item/system error and direction.
BT-004 | 2026-06-01 | 3-month historical checkpoint | Historical driver series | Comparable rate evidence | PENDING DATA |  | Tune profiles without overfitting.
BT-005 | 2026-09-01 | Baseline checkpoint | Baseline indices | Current controlled active rates (3,708) | READY |  | Confirms zero movement at the clean structural baseline; retired identities are excluded.

## BACKTEST_RESULTS
BACKTEST_ID | CHECKPOINT_ID | QSOR_ITEM_ID | PROFILE_ID | PREDICTED_RATE | OBSERVED_RATE | ABS_ERROR | PCT_ERROR | DIRECTION_CORRECT | SYSTEM_ID | BENCHMARK_CATEGORY_ID | REVIEW_STATUS | NOTES

## MANIFEST_TEMPLATE
FIELD | CURRENT / TEMPLATE VALUE | NOTES
manifest_id | MANIFEST-YYYYMMDD-RUNID | Unique approved publication manifest.
run_id | RIE-YYYYMMDD-HHMMSS-NNNN | Links to RUN_LOG.
engine_version | 2.0.1 | Controlled engine version.
taxonomy_version | 2.0.1 | QSOR hierarchy/item identity version.
exposure_matrix_version | 1.0.1-INITIAL | Secret profile matrix version.
driver_definition_version | 1.0.0 | Driver family version.
source_register_version | 1.0.0 | Source configuration version.
benchmark_version | EXTERNAL BENCHMARK V2 | Separate benchmark workbook.
evidence_snapshot_version | TBD | Private evidence snapshot.
source_snapshot_hash | TBD | Hash of approved source-observation snapshot.
engine_code_hash | TBD | Hash of production server code release.
input_hash | TBD | Hash of canonical model inputs.
output_hash | TBD | Hash of approved QSOR publication.
publication_hash | TBD | Hash of public/portal publication payload.
approved_by | TBD | Named controlled approver.
approved_at | TBD | Timestamp.
blockchain_anchor | OUTSIDE THIS WORKBOOK | Pass only manifest/hash to Algorand workstream.

## DATABASE_SCHEMA
TABLE | PRIMARY KEY | PURPOSE | KEY FIELDS | STATUS
qsor_items | item_id | Permanent QSOR rate identity | description, discipline_id, category_id, subcategory_id, benchmark_category_id, status | READY
qsor_taxonomy | hierarchy_id | Discipline/category/subcategory hierarchy | level, parent_id, name, source_row, benchmark_category_id | READY
benchmark_categories | benchmark_category_id | Permanent QSOR benchmark taxonomy | name, status | READY
driver_definitions | driver_id | Permanent driver definitions | code, group, frequency, base index, status | READY
driver_sources | source_id | Source governance | driver_id, provider, dataset, licence, staleness, automation status | READY
driver_observations | observation_id | Raw/normalised driver observations | driver_id, dates, raw_value, normalised_index, source_id, approval | READY
exposure_profiles | profile_id | MEP exposure profiles | hierarchy_id, weights, version, review/calibration status | READY
item_profile_map | item_id | Maps QSOR items to exposure profiles | profile_id, basis, status | READY
rate_baselines | item_id | Immutable controlled model base | base_rate, base_date, currency, version | READY
rate_evidence | evidence_id | Private commercial evidence | item_id, observed_rate, context, confidence, review | TEMPLATE
engine_runs | run_id | Permanent engine execution record | versions, counts, warnings, status, publication | READY
engine_item_results | run_id + item_id | Per-item calculation audit | model contributions, model rate, evidence, final candidate, decision | SERVER BUILD
rate_versions | rate_version_id | Historical approved QSOR versions | run_id, item_id, published_rate, effective_at | SERVER BUILD
benchmark_projects | benchmark_project_id | Normalised benchmark projects | sector, area, MW, MEP value, context metadata | BENCHMARK WORKBOOK
benchmark_package_values | project_id + package_id | Package-level benchmark evidence | value, share, source sector | BENCHMARK WORKBOOK
benchmark_statistics | sector + package + version | Derived benchmark statistics | count, median, P25, P75, dispersion, coverage | BENCHMARK WORKBOOK
benchmark_strength | sector + package + version | Evidence-strength score | components, score, band | BENCHMARK WORKBOOK
publication_versions | publication_id | Controlled portal/public publication | run_id, effective_at, output hash, approval | SERVER BUILD
audit_events | audit_event_id | Append-only operational audit | actor, action, object, timestamp, before/after refs | SERVER BUILD
change_log | change_id | Controlled method/model changes | version, reason, approval | READY

## RETIRED_QSOR_ITEMS
RETIREMENT_ID | QSOR_ITEM_ID | SOURCE_ROW | SOURCE_MARKER | DESCRIPTION | ORIGINAL_RATE | BENCHMARK_CATEGORY | BENCHMARK_CATEGORY_ID | DISCIPLINE_ID | CATEGORY_ID | SUBCATEGORY_ID | PREVIOUS_PROFILE_ID | RETIREMENT_REASON | RETIRED_DATE | RETIRED_VERSION | ID_REUSE_ALLOWED | STATUS
RET-001 | QSOR-0002302 | 2792 | Sub Catergory | IMME component class (TP&N HRC Fused 32 Amp Incomer) | 1332.9774 | MV/LV Switchgear, Panelboards & Distribution Boards | BC-0022 | DISC-ELEC | CAT-0075 | SUB-0413 | EXP-0413 | Rate was attached to a hierarchy heading row rather than a genuine QSOR priced item. | 2026-09-02 | 2.0.1 | NO | RETIRED
RET-002 | QSOR-0002307 | 2797 | Sub Catergory | Fuse protection carrier (HRC fuse carrier) | 1496.7877 | MV/LV Switchgear, Panelboards & Distribution Boards | BC-0022 | DISC-ELEC | CAT-0075 | SUB-0414 | EXP-0414 | Rate was attached to a hierarchy heading row rather than a genuine QSOR priced item. | 2026-09-02 | 2.0.1 | NO | RETIRED
RET-003 | QSOR-0002315 | 2805 | CATERGORY | Local protection board (consumer unit) | 39.4341 | MV/LV Switchgear, Panelboards & Distribution Boards | BC-0022 | DISC-ELEC | CAT-0076 |  | EXP-0651 | Rate was attached to a hierarchy heading row rather than a genuine QSOR priced item. | 2026-09-02 | 2.0.1 | NO | RETIRED
RET-004 | QSOR-0003337 | 3985 | CATERGORY | IMME component class (Weatherproof junction box/enclosure) | 241.7165 | General Electrical (Cables, Containment, Power, Data) | BC-0028 | DISC-ELEC | CAT-0100 |  | EXP-0652 | Rate was attached to a hierarchy heading row rather than a genuine QSOR priced item. | 2026-09-02 | 2.0.1 | NO | RETIRED
RET-005 | QSOR-0003410 | 4084 | Sub Catergory | Field sensing/control devices (field devices) | 223.1632 | CCTV, Access control and Security Systems | BC-0030 | DISC-ELEC | CAT-0103 | SUB-0573 | EXP-0573 | Rate was attached to a hierarchy heading row rather than a genuine QSOR priced item. | 2026-09-02 | 2.0.1 | NO | RETIRED
RET-006 | QSOR-0003422 | 4097 | Sub Catergory | Intruder alarm devices | 50.2613 | CCTV, Access control and Security Systems | BC-0030 | DISC-ELEC | CAT-0104 | SUB-0574 | EXP-0574 | Rate was attached to a hierarchy heading row rather than a genuine QSOR priced item. | 2026-09-02 | 2.0.1 | NO | RETIRED
RET-007 | QSOR-0003438 | 4113 | Sub Catergory | CCTV devices | 50.2613 | CCTV, Access control and Security Systems | BC-0030 | DISC-ELEC | CAT-0104 | SUB-0575 | EXP-0575 | Rate was attached to a hierarchy heading row rather than a genuine QSOR priced item. | 2026-09-02 | 2.0.1 | NO | RETIRED
RET-008 | QSOR-0003464 | 4145 | Sub Catergory | Cable route (cable) | 2.1904 | ICT / Communications, TV and Data | BC-0031 | DISC-ELEC | CAT-0106 | SUB-0580 | EXP-0580 | Rate was attached to a hierarchy heading row rather than a genuine QSOR priced item. | 2026-09-02 | 2.0.1 | NO | RETIRED
RET-009 | QSOR-0003557 | 4276 | Sub Catergory | Field sensing/control devices (field devices) | 737.5217 | Fire Detection & Alarm incl. Disabled Alarm | BC-0034 | DISC-ELEC | CAT-0111 | SUB-0614 | EXP-0614 | Rate was attached to a hierarchy heading row rather than a genuine QSOR priced item. | 2026-09-02 | 2.0.1 | NO | RETIRED